## 기초특성(80편)
# | Record Number | 제1저자 | 출판 연도 | 구분 (T, P) | 연구수행 국가 | 연구설계 | 연구목적 | 연구대상자(P) |  |  |  | 중재검사(I) |  | 비교검사(C) |  | 참조표준(ref) |  |  | funding, COI | 결론 | 비고
[8 empty] | (대상자 정의) | 총 대상자수 | 세부 정의(대상자 수) | 비고 | 검사 | 검사방법 (기기) | 검사 | 검사방법 (기기) | 검사방법 | 목표질환 | 진단기준
1 | 1 | Agnello | 2020 | T, P | 이탈리아 | 진단적 환자대조군 연구 | This study aimed to assess the diagnostic accuracy of CSF biomarkers, namely Ab42, tTau and pTau and their ratio, measured by fully automated CLEIA assay (Lumipulse) | cognitive impairment attending the Unit of Neurology from April 2017 to April 2019 | 96 | AD (48), nonAD (48) |  | t-tau, p-tau | Lumipulse G(CLEIA) |  |  | clinical diagnostic criteria | AD | NIA-AA |  | Ab42, tTau, pTau 및 CLEIA로 측정한 비율에 대한 컷오프 값을 제안하고, 최상의 진단 정확도를 가진 42/40 비율의 AD 진단을 위한 모든 CSF 바이오마커의 허용 가능한 진단 정확도를 보여줌
2 | 2 | Dhiman | 2020 | T, P | 호주 | 진단적 환자대조군 연구 | aimed to investigate the utility of CSF NfL levels in the diagnosis of AD and in the assessment of brain amyloid load, atrophy, and cognition | Australian Imaging, Biomarkers&Lifestyle Flagship Study of Ageing(AIBL), 2009-2016에 CSF 수집된 환자 | 221 | AD (28), MCI (34), HC (159) |  | t-tau, p-tau | INNOTEST (ELISA) |  |  | clinical diagnostic criteria | AD | NINCDS-ADRDA criteria | the initial core funding of the study was facilitated by CSIRO-정부기관 | CSF NfL은 AD에서의 신경퇴행의 바이오마커로서 Ab, tau와 비슷한 민감도를 가짐
3 | 3 | Diaz-Lucena | 2020 | T, P | 스페인 | 진단적 환자대조군 연구 | to investigate the preanalytical and analytical performance of a new fluorimetric tetra-plex assay for the simultaneous quantification & 다양한 유형의 치매를 구별할 수 있는 분석 모델 구축 | ND: 퇴행성이 아닌 신경질환 및 정신질환자: depression, acute/chronic headache, peripheral polyneuropathy, psychosis, epilepsy, hypoxia, vasculitis, and benign intracranial hypertentsion 포함 | 199 | AD (35), ND (38), CJD (37), VaD (28), LBDD/PDD (27), FTDD (34) |  | t-tau, p-tau | ①Tetra-plex (fluorimetric), ② Single-plex (ELISA) |  |  | clinical diagnostic criteria | AD | NIA-AA | This study was funded by the Instituto Carlos III and by the Fundacio La Marato de TV3 to FL and by the Robert Koch Institute through funds from the Federal Ministry of Health to IZ
4 | 4 | Hanes | 2020 | P | 네덜란드, 스웨덴, 체코 | cohort | To investigate whether tau phosphorylated at Thr217 (p-tau T217) assay in CSF can distinguish patients with Alzheimer disease | 3 cohorts | 190 | AD (77), other neurodegenerative diseases (69), healthy (44) |  | p-tau T181 | Fujirebio (Tokyo, Japan) Innotest ELISA assays |  |  | clinical | AD | NINDS–ADRDA criteria | 저자 일부 업체 사례금 받음 | This study demonstrates that p-tau T217 displayed better diagnostic accuracy than p-tau T181. The data suggest that the new p-tau T217 assay has potential as an AD diagnostic test in clinical evaluation.
5 | 5 | Janelidze | 2020 | P | 네덜란드 | cohort | Here we investigate the performance of CSF p-tau217 as a biomarker of AD in comparison to p-tau181. | 2개의 cohorts 중, Swedish BioFINDER cohort 결과 | 194 | AD dementia (43), Non-AD disorders (57), CU (65), MCI (29) |  | p-tau181 | ELISA kits | (18F flortaucipir PET) |  | clinical | AD dementia | (Swedish BioFINDER study) NINDS–ADRDA | The study was supported by 공공기관 ? | These findings suggest that ptau217 might be more useful than p-tau181 in the diagnostic work up of AD.
6 | 6 | Jung | 2020 | T, P | 대한민국 | 진단적 환자대조군 연구 | we first measured CSF A 1-42, t-tau, and p-tau levels in clinically relevant participants, and defined cut-off values to differentiate AD dementia from healthy controls and other neurodegenerative diseases. | attended the Dementia Clinic at PNUH | 142 | AD (62), NC (27), NPH (27), FTD (14), DLB (7), PD (5) | NC: admitted to the hospital for surgical procedures involving non-brain diseases | t-tau, p-tau | INNOTEST | amyloid PET(18F-florbetaben or 18F-flutemetamol) |  | clinical criteria | AD | NIA-AA | 질본, 연구재단 | CSF p-tau/A 1-42 and t-tau/A 1-42 exhibited the best diagnostic accuracies among the CSFADbiomarkers examined.
7 | 9 | Lim | 2020 | T, P | 대한민국 | 진단적 환자대조군 연구 | compared two commercial analytical platforms [INNOTEST ELISA (CE-IVD, Conformit´e Europ´eene In Vitro Diagnostics; single analyte testing) and INNOBIA AlzBio3 xMAP (RUO, Research Use Only; multi- analyte Luminex testing)] using 211 CSF samples collected from a single center |  | 211 | ADD (49), HC (86), Pre-AD (20), Pro-AD (56) |  | t-tau, p-tau | ①INNOTEST ELISA, ②INNOBIA AlzBio3 xMAP |  |  | clinical + amyloid PET | AD | NIA-AA, IWG-2 workgroups | This research was supported by the Brain Research Program through the National Research Foundation of Korea (NRF) funded by the Ministry of Science, ICT and Future Planning (2014M3C7A1046041 and 2016M3C7A1905469), and by a grant (BCRI18007) of Chonnam National University Hospital Biomedical Research Institute | INNOVIA Alzzbio3 xMAP 시스템이 INOTESTELISA보다 조기 진단에 유리하다는 것을 보여줌. 그러나 측정범위가 널리 사용되는 INTONEST와 최소 2배 이상 차이가 나므로 gold standard 수립이 필요함 | pre-AD, pro-AD 결과포함?
8 | 10 | Oudart | 2020 | T, P | 프랑스 | 진단적 환자대조군 연구 | to define optimal cut-off values for CSF biomarkers, and secondly, to evaluate the incremental value of Ab40 concentration or Ab42/Ab40 ratio compared with the standard classification strategy of core CSF biomarkers. The secondary objective was to identify the diagnostic algorithm that was best able to distinguish AD patients from other dementias | patients from the memory consultations or geriatric medicine units(2011.1.-2016.9.) | 380 | AD (140), non-AD (240) | non-AD : DLB(12), FLD(14), VaD(42), psychiatric disorder(31), mixed neurodegenerative(70) | t-tau, p-tau | INNOTEST ELISA |  |  | clinical | AD | DSM IV, NINCDS-ADRDA | funded by the Reims University Hospital (grant no: 2014-A00056-41) through an Appel d’Offre Local project | This study confirms that the Ab42/Ab40 ratio is more useful than the Ab40 concentration alone for discriminating AD from non-AD populations in daily practice
9 | 11 | Shim | 2020 | T, P | 대한민국 | 진단적 환자대조군 연구 | the associations of CSF α-syn with other biomarkers in AD, mild cognitive impairment (MCI), subjective cognitive decline (SCD), age-matched HC, and PD as a disease control were investigated |  | 210 | EOAD (71), LOAD (34), MCI (11), SCD (17), PD (45), HC (32) | AD(EOAD+LOAD) vs. PD+HC | t-tau, p-tau | INNOTEST ELISA |  |  | clinical | AD | NIA-AA | 연구재단 | α-syn은 단독 바이오마커로는 충분하지 않았지만, 다른 지표와 함께 활용하는 것은 신경학적 손상의 누적적이고 정밀한 질병을 민감하고 구체적으로 설명하는 데 유용한 바이오마커 역할을 할 것으로 기대된다
10 | 12 | Teuber-Hanselmann | 2020 | T, P | 독일 | 진단적 환자대조군 연구 | The aim of this study was to evaluate the diagnostic performance of cerebrospinal fluid (CSF) and blood KLK8 for AD and mild cognitive impairment (MCI) due to AD |  | 237 | AD (98), MCI (21), HC (50), headache (21), psychiatric (28), PD (19) | AD=probable AD, MCI=high likelihood to convert to AD, Con=HC+headache+psychiatric+PD | t-tau, p-tau | (ELISA) |  |  | clinical | AD, MCI | NIA-AA | supported by a grant (to Arne Herring and Kathy Keyvani) from European Regional Development Fund (ERDF-0400098) | CSF와 혈액 KLK8 둘 다 초기 단계에서 AD의 진단을 위한 새로운 바이오마커 역할을 할 수 있음
11 | 13 | Ye | 2020 | T, P | 중국 | 진단적 환자대조군 연구 | to examine the differential diagnostic capacity of CSF Ab42 and tau between AD and other neurodegenerative disease |  | 240 | AD (82), FTD (20), HD (27), MSA-C (24), SCA3 (27), ALS (36), Con (24) | Con = received lumbar puncture(mostly diagnosed with peripheral neuropathy, migraine and opthalmoplegia) | t-tau, p-tau | INNOTEST(ELISA) |  |  | clinical | probable AD | NINCDS/ADRDA, DSM-IV, NIA-AA | supported by the National Natural Science Foundation of China to Zhi-Ying Wu [grant number 81671245]; the Key Research and Development project of Zhejiang Province to Zhi-Ying Wu [grant number 2019C03039]; and the research foundation for distinguished scholar of Zhejiang University to Zhi-Ying Wu [grant number 188020-193810101 /089]. | AD 임상진단에서 CSF 마커의 유용성을 확인했고 신경 퇴행성 질환에서 차별적 가치를 확인함 | supple. Table 1, 2 (Ab, ttau, ptau)
12 | 15 | Bergau | 2019 | T, P | 독일 | 진단적 환자대조군 연구 | The aim of this work was to identify metabolites and pathways in the CSF of AD patients which reflect the disease and correlate with the biochemical biomarkers. second aim was to evaluate the clinical performances of the Lumipulse analyzer for Aβ42 and T-Tau quantification, and their related ratio (T-Tau/Aβ42), to diagnose AD patients | memory disorder로 검사받은 환자 | 55 | AD (22), non-AD (33) | no indication of AD were assigned to the non-AD | t-tau, p-tau | INNOTEST (ELISA) |  |  | clinical findings | AD | NIA-AA | funding program Open Access Publishing by the German Research Foundation (DFG) | In conclusion, we found a high correlation between the established CSF biomarkers Ab1-42; Ab1-42/Ab1-40 and the metabolites PEP, 2PG, 3PG, and DHAP. although higher sensitivity and specificity were obtained by using the metabolites in combination with the biomarkers, significant differences were observed only by combining the metabolites with p-Tau and t-Tau, but not with Ab1-42 or the ratio Ab1-42/Ab1-40. These results underline the high value of Ab1-42 as a biomarker of AD.
13 | 16 | Blennow | 2019 | T, P | 미국, 캐나다, 스웨덴 | 진단적 환자대조군 연구 | We compare the performance of Aβ(1–42), pTau, tTau and ratios pTau/Aβ(1–42) and tTau/Aβ(1–42) for predicting the risk of clinical decline and conversion to AD or dementia in non-demented patients with cognitive symptoms | ADNI, BioFINDER | 1050 | ADNI: early MCI (277), late MCI (342) BioFINDER: SCD (191), MCI (233) |  | t-tau, p-tau | Elecsys CSF immunoassays |  |  | clinical evaluation | AD | ADNI:NINCDS-ADRDA BioF: DSM-IIIR & NINCDS-ADRDA | ADNI: National Institute on Aging, the National Institute of Biomedical Imaging and Bioengineering, and through generous contributions from the following: AbbVie; Alzheimer’s Association; Alzheimer’s Drug Discovery Foundation; Araclon Biotech; BioClinica, Inc.; Biogen; Bristol-Myers Squibb Company; CereSpir, Inc.; Cogstate; Eisai Inc.; Elan Pharmaceuticals, Inc.; Eli Lilly and Company; EuroImmun; F. Hoffmann-La Roche Ltd and its affiliated company Genentech, Inc.; Fujirebio; GE Healthcare; IXICO Ltd.; Janssen Alzheimer Immunotherapy Research & Development, LLC.; Johnson & Johnson Pharmaceutical Research & Development LLC.; Lumosity; Lundbeck; Merck & Co., Inc.; Meso Scale Diagnostics, LLC.; NeuroRx Research; Neurotrack Technologies; Novartis Pharmaceuticals Corporation; Pfizer Inc.; Piramal Imaging; Servier; Takeda Pharmaceutical Company; and Transition Therapeutics BioF: European Research Council, the Swedish Research Council, the Strategic Research Area MultiPark (Multidisciplinary Research in Parkinson’s disease) at Lund University, the Crafoord Foundation, the Swedish Brain Foundation, the Knut and Alice Wallenberg foundation, the Marianne and Marcus Wallenberg foundation, the Skåne University Hospital Foundation, the Swedish Alzheimer Association, and the Swedish federal government under the ALF agreement | Advantages of CSF biomarkers over imaging techniques include lower cost and the opportunity to detect other pathologies by the same procedure, for example analysing other CSF components such as neurofilament light chain and neurogranin. Greater utilisation of CSF biomarkers in clinical trials could aid identification of appropriate patients most likely to benefit from potentially disease modifying drugs and help to assess their efficacy. Elecsys CSF assays also offer the benefit of minimising potential inter-observer variability that can occur with imaging.
14 | 17 | Fossati | 2019 | T, P | 미국 | 진단적 환자대조군 연구 | to explore the diagnostic value of plasma tau and its usefulness in comparison to or in combination with CSF tau and P-tau | Center for Brain Health of NYU School of Medicine | 97 | AD (29), cognitively normal (68) |  | t-tau, p-tau | INNOTEST (ELISA) |  |  | clinical evaluation | AD | DSM IV, NINCDS-ADRDA | This work was supported by grants awarded to M.J.d.L. and S.F. from Cohen Veterans Biosciences and by the American Heart Association Grant 13SDG16860017, the Leon Levy Fellowship in Neuroscience, awarded to S.F. It was also supported by the pilot awarded to S.F. through the NU CTSA grant UL1TR001445 from the National Center for Advancing Translational Sciences (NCATS), NIH grant NS104127 awarded to S.F., and NIH grants AG022374, AG013616, AG012101, AG008051, RF1057570 awarded to M.J.d.L | 혈장 타우와 CSF 타우의 상관관계는 없음. CSF에 혈장 마커를 추가하면 진단 정확성을 향상시킬 수 있음 | cognitively normal = healthy로 분류?
15 | 18 | Garcia-Ayllon | 2019 | T, P | 스페인 | 진단적 환자대조군 연구 | the aim of this study was to examine the potential of CSF a-syn for improving the differential diagnosis of AD in the earliest period of clinical symptoms, at the stage of a clinical MCI diagnosis. The long-term follow-up of a prospective cohort of patients also included a stable MCI group, as well as a control group. |  | 99 | MCI-AD (32), MCI-LBD (24), sMCI (25), Con (18) | Con = chronic headache(12) + pain syndromes(6) do not develop a cognitive decline | t-tau, p-tau | INNOTEST (ELISA) |  |  | clinical | AD | NIA-AA | This study was funded in part by the Direcci o General d’Universitat, Investigaci o i Ci encia, GVA (AICO/2018/090 to JSV), co-financed by the Fondo Europeo de Desarrollo Regional, and through CIBERNED, ISCIII (FEDER, ‘Investing in your future’). | AD의 조기진단 마커로서 CSF a-syn의 가능성을 입증함. 특히 p-tau와 결합하여 사용시 환자 구별진단에 유용함
16 | 19 | Leitao | 2019 | T, P | 포르투갈 | 진단적 환자대조군 연구 | (i) evaluate the analytical performance of the Lumipulse G; (ii) compare CSF biomarker results of the Lumipulse G assays with the established manual ELISA assays; (iii) establish cut-offs and the clinical performance of the Lumipulse G assays for AD diagnosis | Coimbra cohort | 120 | AD (80), Con (40) | Con=suffered from acute/chronic headaches, LP performed as part of their routine diagnostic evaluation | t-tau, p-tau | ①Lumipulse G600II (CLEIA), ②INNOTEST (ELISA) |  |  | clinical | AD | DSM IV, NINCDS-ADRDA | the Portuguese Foundation for Science and Technology (ref PD/BD/135108/2017). The funding agency had no role in the study design, sample collection, data analysis, or writing of the manuscript. | 자동화된 Lumipulse 검사가 내/외적 변동성을 줄이고 처리 시간을 단축하며 우수한 진단정확도를 가지므로 AD 진단 루틴에 해당 검사를 도입할 근거를 뒷받침함
17 | 21 | Park | 2019 | T, P | 대한민국 | 진단적 환자대조군 연구 | to determine the value of CSF biomarkers for differentiating prodromal AD from other MCI types in a group of patients with clinically diagnosed aMCI, and to assess whether they could serve as a gold standard as CSF biomarkers for prodromal AD. | Chonnam National University Hospital | 177 | AD PET+ (31), AD PET- (3), prodromal AD (27), aMCI PET- (29), normal PET- (73), preclinical AD (14) | normal (87)= normal PET- & preclinical AD aMCI(56) = aMCI PET- & prodromal AD AD dementia (34) = AD PET- & AD PET+ | t-tau, p-tau | INNOTEST (ELISA) |  |  | clinical + amyloid PET | AD | NIA-AA or IWG-2 | the Brain Research Program through the National Research Foundation of Korea funded by the Ministry of Science, ICT & Future Planning | CSF 바이오 마커, 특히 Ab 및 p-Tau 임상적으로 진단된 MCI 환자로부터 pro-AD를 검출하기 위한 차별화 마커일 수 있음 | pro-AD 결과 포함?(임상적으로 AD로 진단되지 않은 환자임)
18 | 23 | Fortea | 2018 | T, P | 스페인 | 진단적 환자대조군 연구 | (1) to compare the distribution of Aβ1–40, Aβ1–42, t-tau, and NfL concentrations in plasma and Aβ1–40, Aβ1–42, t-tau, p-tau, and NfL concentrations in CSF between (a) controls and different Down syndrome clinical groups and (b) across different Down syndrome clinical groups; and (2) to assess the diagnostic performance of these biomarkers to diagnose prodromal Alzheimer’s disease in Down syndrome and Alzheimer’s disease dementia in Down syndrome in a large cohort of adults with Down syndrome. | Down syndrome | 161 | Asymptomatic Down syndrome (54), Pro-AD Down syndrome (18), AD Down syndrome (22), healthy Control (67) | Control(Down아님) = carers of individuals attending the memory unit who did not have cognitive disorders and who had normal neuropsychological histories and assessments for their age and education, a Clinical Dementia Rating scale score of 0, and normal core Alzheimer’s disease CSF biomarkers Asymptomatic=those with no clinical or neuropsychological suspicion of AD | t-tau, p-tau | INNOTEST (ELISA) |  |  | clinical | AD | DSM V | Institute of Health Carlos III, Fundació La Marató de TV3, Fundació Bancaria Obra Social La Caixa, Fundació Catalana Síndrome de Down, and Fundació Víctor Grífols i Lucas | 혈장 NfL은 다운증후군의 초기 알츠하이머병 관련 신경퇴화의 생체 지표로서 접근성이 높고 임상 절차와 임상 시험에서 가치가 있을 수 있음
19 | 26 | Paterson | 2018 | T, P | 영국 | 진단적 환자대조군 연구 | to determine the diagnostic utility of an extended panel of CSF biomarkers (including two biomarker ratios) both individually and in models incorporating multiple biomarkers to distinguish AD from a range of other primary neurodegenerative dementias in clinical practice, and to validate diagnostic cut-points | had a diagnostic CSF examination between 1 January 2008 and 1 January 2012 | 275 | AD (156), DLB (20), bvFTD (45), PNFA (17), SD (7), HC (30) |  | t-tau, p-tau | INNOTEST (ELISA) |  |  | clinical | AD | consensus criteria | Swedish Research Council, Swedish State Support for Clinical Research, the Knut and Alice Wallenberg Foundation, the Torsten Söderberg Foundation, Frimurarestiftelsen, and Swedish Brain Foundation. The study was supported by the Wolfson Foundation and Alzheimer’s Research UK | 루틴 바이오마커의 임상 사용은 AD와 건강대조군뿐만 아니라 bvFTD, SD와의 구별에도 효용성이 있음
20 | 28 | Shi | 2018 | T, P | 미국 | cohort study | In this study, to test whether inclusion of CSF α-syn that represents brain LB pathology could improve the differential diagnosis of AD and other dementias |  | 367 | AD (114), HC (48), MCI (63), FTD (56), LBD (42), ALS (35), PSP (9) |  | t-tau, p-tau | INNO-BIA AlzBio3™ Luminex assay reagents (Innogenetics, Ghent, Belgium) |  |  | clinical diagnostic criteria | AD | NINCDS-ADRDA criteria | This study was supported by grants from the National Institutes of Health (NIH) | Combining CSF biomarkers representing AD and LB pathologies may have clinical value in the differential diagnosis of AD.
21 | 30 | Chiasserini | 2017 | T, P | 이탈리아, 벨기에, 독일 | cohort | We evaluated the diagnostic performance of five CSF biomarkers across a well-characterized cohort of patients diagnosed with AD, DLB, PDD, and Parkinson’s disease (PD). |  | 208 | AD (48), DLB (40), OND (46), PD (54), PDD (20) |  | t-tau, p-tau | commercially available ELISAs (Total Tau ELISA, Phosphorylated Tau 181 ELISA, EUROIMMUN AG, Lübeck, Germany) |  |  | clinical | AD | National Institute of Aging-Alzheimer Association criteria | This work received support from the Italian Ministry for Research and Education under PRIN project 등 | The combination of CSF biomarkers linked to different aspects of neurodegeneration, such as FABP3, α-syn, and AD biomarkers, improves the biochemical characterization of AD and Lewy body disorders.
22 | 31 | Fialova | 2017 | T, P | 체코 | (cohort) | The aim of this study was to evaluate the diagnostic potential of cerebrospinal fluid (CSF) and serum levels of neurocytoskeletal proteins and their ratios for the diagnosis of dementias and to assess the differences in neurocytoskeletal proteins between neurodegeneration and neuroinflammation. |  | 70 | AD (20), Other dementia (13), Patients with neuroinflammation (17), Normal patient controls (20) |  | t-tau, p-tau | ELISA kits (INNOTEST® hTAU Ag, INNOTEST® PHOSPHO-TAU(181P)) from Innogenetics (now Fujirebio Europe, Ghent, Belgium) |  |  | clinical (by an experienced neurologist) | AD | NIA-AA criteria | The study was supported by Research Project Charles University in Prague PROGRES Q25 and Q35, by the project of National Institute of Mental Health NPU I (LO1611) and by Ministry of Health, | CSF tau proteins and their index differentiated between AD or OD patients and cognitively normal subjects, while CSF levels of neurofilaments expressed as their index seem to contribute to the discrimination between patients with neuroinflammation and normal controls or AD patients.
23 | 32 | Frolich | 2017 | T, P | 독일 | cohort study | we investigated which combination of cognitive markers and biomarkers can best predict progression to AD dementia in order to generate a clinical model to predict the short-term progression to AD dementia applicable to a help-seeking sample of MCI patients. | datasets from MCI | 115 | MCI-AD (28), MCI-stable (87) |  | t-Tau, p-Tau | ELISA (Innogenetics, Ghent, Belgium) |  |  | clinical diagnosis | AD dementia | NINCDS-ADRDA criteria | This study has been supported by a grant from the German Federal Ministry of Education and Research (BMBF): Kompetenznetz Demenzen (01GI0420). | Our results show that a combination of two biomarkers of neurodegeneration (e.g., HCV and t-Tau) is not superior over the single parameters alone in identifying patients with MCI who are most likely to progress to AD dementia within a relatively short time period. However,
24 | 33 | Goossens | 2017 | T, P | 벨기에 | cohort | The goal of this study is to investigate if p-taurel can improve the diagnostic performance of the AD CSF biomarker panel for differential dementia diagnosis. |  | 176 | AD (45), cognitively healthy controls (20), FTLD (45), DLB (45), CJD (21) |  | t-tau, p-tau181 | ELISA (INNOTEST hTau-Ag, and INNOTEST Phospho-Tau(181P) from Fujirebio Europe, Belgium) |  |  | Clinical diagnosis | AD | IWG-2 criteria | This work was funded in part by the University of Antwerp Research Fund 등, ELISA kits were kindly provided by Fujirebio Europe, Belgium and the pTAU rel ELISA kits were kindly provided by IBL International GmbH, Germany. | The addition of p-taurel to the AD CSF biomarker panel failed to improve differentiation between AD and non-AD dementias. | Table S2
25 | 35 | Lista | 2017 | T, P | 프랑스, 독일, 스웨덴 | cohort (multicenter cross-sectional study) | First, we sought to investigate CSF neurogranin concentrations in different neurodegenerative diseases. Second, | multicenter | 106 | AD (35), HC (21), MCI (41), FTD (9) |  | p-tau, t-tau | established sandwich ELISA methods, INNOTEST hTAU-Ag, and INNOTEST Phospho-Tau[181P] (Fujirebio Europe NV, Gent, Belgium) |  |  | clinical diagnosis | AD dementia | NINCDS-ADRDA | This work was supported by the AXA Research Fund, the “Fondation Universit´e Pierre et Marie Curie” and the “Fondation pour la Recherche sur Alzheimer”, Paris, France. The research leading to these results has received funding from the program “Investissements d’avenir” ANR-10-IAIHU-06 (Agence Nationale de la Recherche-10-IA Agence Institut Hospitalo-Universitaire-6) (Harald Hampel). | We conclude that further classification and longitudinal studies are required to shed more light into the potential role of neurogranin as a pathophysiological biomarker of neurodegenerative diseases.
26 | 37 | Paraskevas | 2017 | T, P | 그리스 | (cohort) | To study the potential of cerebrospinal fluid (CSF) biomarkers for identifying the underlying pathology in patients with PPA. |  | 89 | AD (29), healthy controls (17), PPA (43) |  | τT, τP-181 | double sandwich ELISA |  |  | clinical | AD | NINDS–ADRDA | This research has been co-financed by the European Union (European Regional Development Fund – ERDF) and Greek national funds | CSF biomarkers may be a valuable tool for the discrimination between PPA patients with AD and non-AD pathophysiology and possibly between FTLD patients with tau and TDP-43 pathology.
27 | 38 | Park | 2017 | T, P | 대한민국 | (환자-대조군) | Our objective was to apply well-known CSF biomarkers and redetermine their diagnostic cutoff values for AD in South Korea. | 6 clinics | 194 | ADD (76), CON (71), OND (47) | control (subjects who underwent neuroimaging for various reasons (headache, dizziness, or health screening) or who were scheduled to undergo spinal anesthesia for orthopedic surgery) | tTau, pTau | INNOTEST ELISA kit (Fujirebio Diagnostics, Ghent, Belgium) |  |  | clinical diagnosis | AD | NINDS–ADRDA | Supported by Korea Health Technology R&D Project through the Korea Health Industry Development Institute (KHIDI), funded by the Ministry of Health & Welfare, Republic of Korea (HI14C1942). The authors declare no conflicts of interest. | Our findings highlight the usefulness of CSF AD biomarkers in South Korea, and the necessity of continually testing the reliability of cutoff values.
28 | 39 | Bousiges | 2016 | T, P | 프랑스 | (환자-대조군) | To compare these biomarkers between DLB and AD, with a particular focus on the prodromal stage. |  | 166 | AD-d (31), prodromal-AD (39), DLB (55), AD+DLB (26), control subjects (15) |  | t-Tau, phospho-Tau181 | sandwich ELISA (INNOTEST®; Fujirebio Europe, Ghent, Belgium) |  |  | clinical | demented AD (AD-d) | Dubois’ criteria | This study was funded by Appel ´a Projet Interne (API) of the University Hospital of Strasbourg, Alsace Alzheimer 67, Fondation Universit´e de Strasbourg and famille Jean Amrhein, and Projet Hospitalier de Recherche Clinique (PHRC) inter regional (IDRCB 2012-A00992-41). | We have shown that at the prodromal stage the DLB patients had no pathological profile. Consequently, CSF AD biomarkers are extremely useful for differentiating AD from DLB patients particularly at this stage when the clinical diagnosis is difficult. Thus, these results open up new perspectives on the interpretation of AD biomarkers in DLB.
29 | 40 | Chiasserini | 2016 | T, P | 이탈리아 | (cohort) | Here we evaluated three newCSF immunoassays ,EUROIMMUN™ |  | 202 | AD (28), MCI, (77), MCI-AD (25), MCI-S (37), OND (35) |  | t-tau, p-tau | ①ELISA (INNOTEST), ②EUROIMMUN assays (EUROIMMUN) ※ t-tau는 ①②, p-tau는 ①만 사용 |  |  | clinical | AD | NIA-AA criteria | This work is part of the BIOMARKAPD project within the EU Joint Program for Neurodegenerative Disease Research (JPND) and has been partially founded by the Italian Ministry for Research and Education, PRIN project “Synaptic dysfunction in Alzheimer Disease: from new in vitro models to identification of new targets (SynAD)”, grant number: 2010PWNJXK. | The diagnostic performance of the EUROIMMUN assays with automation is comparable to other currently used methods. | two immunoassays (※ t-tau는 ①②, p-tau는 ①만 사용)
30 | 42 | Karch | 2016 | T, P | 독일 | cohort studies | To assess if stratification by age, sex, and genetic risk factors improves the accuracy of cerebrospinal fluid (CSF) biomarkers in patients with rapidly progressive dementia. |  | 1748 | cAD (173), rpAD (37), CJD (1538) |  | tau, p-tau | ELISA |  |  | clinical | AD | Dubois criteria | This study was supported by the Robert Koch-Institute through funds of the Federal Ministry of Health (grant no. 1369-341), by a grant from the European Commission: PRIORITY FP7 (grant no. 222887), by the EU joint programme -Neurodegenerative Disease Research (JPND -DEMTEST: Biomarker based diagnosis of rapidly progressive dementias-optimization of diagnostic protocols, 01ED1201A) as well as by the Alzheimer-Forschungs-Initiative e.V. (AFI 12851). | Implementation of stratum-specific reference ranges improves the diagnostic accuracy of CSF biomarkers for the differential diagnosis of rapidly progressive dementia. Diagnostic criteria developed for this setting have to take this into account.
31 | 44 | Llorens | 2016 | T, P | 독일 | cohort (case-control) | We compare these markers individually as well as combined or in ratios to unravel their clinical applicability with respect to the individual dementia diagnosis. |  | ? | AD, rpAD, MCI, FTD, PD, LBD, control | control (psychiatric disorders, inflammatory and autoimmune diseases, meningitis, headache, vertigo, pain syndromes, and alternative neurologic conditions) | Tau, P-tau | ELISA (INNOTESThTAU-Ag; Innogenetics) |  |  | clinical diagnostic criteria | AD | NINCDS-ADRDA criteria | The work was supported by a grant from the European Commission: Protecting the food chain from prions: shaping European priorities through basic and applied research (PRIORITY, N 222887) Project number: FP7-KBBE- 2007-2A and Neurodegenerative Disease Research (JPND-DEMTEST: Biomarker-based diagnosis of rapidly progressive dementias-optimization of diagnostic protocols, 01ED1201A) as well as from the Alzheimer-Forschung- Initiative e.V. (AFI 12851). JPND program (DEMTESTBiomarker-based diagnosis of rapid progressive dementias-optimization of diagnostic protocols) and Federal Ministry of Education and Research grant (01-GI1010C) within the German Network for Degenerative Dementia. | Combining the biomarker panel allows differentiating between various types of neurodegenerative dementias and contributes to a better understanding of their pathophysiological processes.
32 | 45 | Mazzeo | 2016 | T, P | 이탈리아 | (cohort) | The aim of this studywas to identify a simple, cost effective, and reliable diagnostic algorithm to predict conversion from mild cognitive impairment (MCI) to AD. | 96 MCI subjects | 96 | AD (MCI-c) (37), MCI-nc (59) |  | t-tau, p-tau | ELISA kits (Innogenetics®, Gent, Belgium) |  |  | clinical | conversion to AD | NINCDS-ADRDA criteria | 언급없음 | Despite some limitations we already described, we think that our study provided an interesting, simple, and reliable diagnostic tool, which obviously needs further validation, but which could be very useful both in clinical practice and in future clinical trials, allowing clinicians to detect those MCI patients who will develop AD dementia with high confidence.
33 | 47 | Wang | 2016 | T, P | 대한민국 | (case-control) | we analyzed fluid and imaging biomarkers of Alzheimer’s disease (AD) in Korean population. |  | 57 | AD (27), normal control (30) | cognitively normal controls | t-tau, p-tau | INNO-BIA AlzBio3 immunoassay (fluorimetric immunoassay) |  |  | clinical | AD | NIA-AA criteria | This work was supported by grants from the Korea Healthcare Technology R & D Project (HI14C3331 and HD15A0040) through the Korea Health Industry Development Institute (KHIDI), Korea Ministry of Health & Welfare, Republic of Korea. | Here, we improved controversial factors associated with the previous CSF study protocol and suggested a new cutoff value for the diagnosis of AD. Our results showed good diagnostic performance for differentiation of AD.
34 | 48 | Dorey | 2015 | T, P | 프랑스 | (cohort) retrospective study | To assess the relevance of total CSF prion protein (t-PrP) levels in the differential biological diagnosis between atypical AD phenotypes and CJD. |  | 232 | AD (131), CJD (78), control (23) |  | T-tau, P-tau181 | ELISA (INNOTEST htau-Ag, INNOTEST phosphorylated-Tau181) |  |  | clinical | AD | DSM-IV-TR criteria | Funding/Support: This work was supported by grant LSHB-CZ-2006-037719 from EU FP6 Project Neuroscreen (Dr Quadrio), by the University of Antwerp Research Fund, the Alzheimer Research Foundation, the Research Foundation Flanders, the Agency for Innovation by Science and Technology, the Belgian Science Policy Office Interuniversity Attraction Poles program, and the Flemish government-initiatedMethusalem Excellence Grant, Belgium (Drs Engelborghs, De Deyn, and Struyfs). The Center for Memory Resources and Research is supported by the French Alzheimer Plan. | For unusual phenotypes of AD, especially cases presenting with a biological ambiguity suggesting CJD, determination of CSF t-PrP levels increased diagnostic accuracy.
35 | 49 | Dumurgier | 2015 | T, P | 프랑스 | multicenter cohort | the goal of our present study was to assess CSF Aβ 42/40 ratios and CSF Aβ42 levels alone to discriminate AD from non-AD patients in a large, prospective, multicentric population of patients. |  | 367 | AD (160), non-AD (207) | A total of 367 subjects with cognitive disorders | Total tau, pTau-181 | sandwich ELISA (INNOTEST; Fujirebio Europe NV, Gent, Belgium) |  |  | clinical | AD | NINDS–ADRDA criteria | The authors declare that they have no competing interests. | In patients with a discrepancy between CSF p-tau181 and CSF Aβ42, the assessment of Aβ 42/40 ratio led to a reliable biological conclusion in over 50% of cases that agreed with a clinician’s diagnosis.
36 | 50 | Forlenza | 2015 | T, P | 브라질 | (cohort) | We determined the concentrations of biomarkers that discriminate cases from controls and combinations that predict the progression to dementia in a Brazilian cohort. |  | 184 | AD (41), non-AD (34), MCI (68), Healthy controls (41) |  | Total tau, Phosphorylated tau | INNO-BIA AlzBio3 assay (Innogenetics, Ghent, Belgium) |  |  | Clinical diagnoses | AD | NINCDS-ADRDA | This work was supported by Fundac¸~ao de Amparo a Pesquisa de S~ao Paulo (grant no 09/52825-8, Brazil), National Counsel of Technological and Scientific Development (CNPq, grant no. 466625/2014-6), Associac¸~ao Beneficente Alzira Denise Hertzog da Silva, and JNK Empreendimentos e Incorporac¸~oes. There are no conflicts of interest to disclose. | CSF biomarkers represent a valuable tool in the differential diagnosis of cognitive impairment in the elderly and prediction of dementia due to AD.
37 | 51 | Jingami | 2015 | T, P | 일본 | (case-control) | The purpose of the present study is to identify an iNPH-specific cerebrospinal fluid (CSF) biomarker dynamics and to assess its ability to differentiate iNPH from AD. | 4 hospitals | 93 | AD (20), iNPH (55), CBS (11), SCD (7) |  | t-tau, p-tau | Tau (Total) Human ELISA Kit - Novex, Phospho-Tau (181P) - Innotest, |  |  | clinical | AD | NINCDS-ADRDA | This work was supported in part by grants-in-aid from the Ministry of Education, Culture, Sports, Science and Technology of Japan, and the SRF (S.S.) and by an A-STEP grant from the Japan Science and Technology Agency (A.K.). | our study shows that although CSF biomarkers of iNPH patients can be affected by concomitant tau and/or amyloid pathology, CSF t-tau and p-tau are highly useful for differentiation of iNPH and AD.
38 | 52 | Leuzy | 2015 | T, P | 스웨덴 | (case-control) | To determine concordance and classification accuracy of CSF biomarkers and [11C]PIB PET in a cohort of patients with MCI and AD. |  | 68 | AD (35), MCI (33) |  | t-tau, p-tau181p | sandwich ELISAs (Innogenetics, Ghent, Belgium) | ([11C]PIB PET) |  | clinical | AD | NINCDS-ADRDA | This studywas financially supported by, the Swedish Research Council (project 05817), Swedish Brain Power, the regional agreement on medical training and clinical research (ALF) between Stockholm County Council, The Strategic Research Program in Neuroscience at Karolinska Institutet, Knut and Alice Wallenberg Foundation, the foundation for Old Servants, Gun and Bertil Stohnes Foundation, KI foundations, The Swedish Brain Foundation, the Alzheimer Foundation in Sweden,EUFW6network of excellence program DiMI (http://www.dimi.eu) and within the design of the EU FW7 large scale integrating project INMiND (http://www.uni-muenster.de/INMiND), the JPND Project BIOMARKAPD. | The present study showed that global and regional [11C]PIB PET proved superior to CSF A 1-42—both alone, and combined with tau—in terms of differentiating cases of stable MCI from those who progressed to dementia due to AD.
39 | 54 | Palmqvist | 2015 | T, P | 스웨덴, 영국, 미국 | 진단적 환자대조군 연구 | To compare the diagnostic accuracy of CSF biomarkers and amyloid PET for diagnosing early-stage Alzheimer disease (AD | BioFINDER, ADNI(for validation) | 366 | BioF: MCI-AD (34), HC (122) ADNI: MCI-AD (64), HC (146) | HC=cognitively healthy control group | t-tau, p-tau | BioFINDER: EUROIMMUN (ELISA) ADNI: xMAP, INNOBIA (ELISA) | 18F-flutemetamol |  | clinical | AD | BioF: DSM-IIIR & NINCDS-ADRDA |  | Amyloid PET, on the other hand, is less invasive and has a higher reliability in longitudinal examinations and between centers. With appropriate standardized procedures, CSF analysis and amyloid PET perform equally well and either method can be used in the clinical workup of AD for increased diagnostic accuracy.
40 | 55 | Seeburger | 2015 | T, P | 미국 | (cohort) | It was hypothesized that the high levels of ethnic homogeneity and clinicopathological characterization of participants in the OPTIMA cohort would allow known CSF markers to confirm the presence of AD with a high level of proficiency. | OPTIMA cohort | 227 | AD (92), ODS (16), MCI (30), CTLs (89) |  | t-tau, p-tau | ELISA kit (Innogenetics Inc., Ghent, Belgium) |  |  | clinical diagnosis | AD | NINCDS criteria | This work was supported by various charitable and government (UK) grants over twenty years, Bristol-Myers Squibb, and Merck&Co., Inc. Prof. G.Wilcock was partly funded by the NIHR Biomedical Research Centre Programme, Oxford. | In a well-characterized, homogeneous population, a single cutoff for baseline CSF A and tau markers can distinguish AD with a high level of sens/spec compared to other studies.
41 | 57 | Struyfs | 2015a | T, P | 벨기에 | (case-control) | The goal of this study is to investigate the value of tau phosphorylated at threonine 181 (P-tau181P) in the Alzheimer’s disease (AD) cerebrospinal fluid (CSF) biomarker panel for differential dementia diagnosis in autopsy confirmed AD and non-AD patients. | from the Biobank (1개 의료기관, referring centers) | 217 | AD (140), non-AD dementia (77) | non-AD dementia (VaD (n=18), DLB (n=24), FTD (n=17), CJD (n=13), progressive nuclear palsy(n=3), spinocerebell arataxia (n=1), normal pressure hydrocephalus combined with VaD (n=1)) | T-tau, P-tau181P | ELISA (INNOTEST®, Fujirebio, Ghent, Belgium) |  |  | pathologically confirmed (autopsy) | AD | standard neuropathological criteria by the same neuropathologist | This work was supported by the University of Antwerp Research Fund; the Alzheimer Research Foundation (SAO-FRA); the central Biobank facility of the Institute Born-Bunge/University Antwerp; the Research Foundation Flanders (FWO); the Agency for Innovation by Science and Technology (IWT); the Belgian Science Policy Office Interuniversity Attraction Poles (IAP) pro- gram; the Flemish Government initiated Methusalem excellence grant; the University of Antwerp Research Fund, Belgium. This work is part of the BIOMARKAPD project within the EU Joint Programme for Neurodegenerative Disease Research (JPND). | this study demonstrates P-tau181P is an essential component of the AD CSF biomarker panel, and combined assessment of Aβ1–42, Ttau, and P-tau181P renders, to present date, the highest diagnostic power to discriminate between AD and non-AD dementias.
42 | 58 | Struyfs | 2015b | T, P | 벨기에 | (case-control) | To determine the added diagnostic value of A isoforms, A 1-37, A 1-38, and A 1-40, as compared to the AD CSF biomarkers A 1-42, T-tau, and P-tau181P. | from the Biobank (1개 의료기관) | 198 | AD (49), non-AD dementias (50), MCI (49), Controls (50) | non-AD dementias (FTD (n=17), DLB (n=17), VaD (n=16)), control (cognitively healthy elderly (n=35), neurological diseases (n=15)) | T-tau, P-tau181P | ELISA kits (INNOTEST®, Fujirebio Europe, Ghent, Belgium) |  |  | clinical | AD | NIA-AA criteria | This work was supported by an unrestricted research grant from Janssen Pharmaceutica NV, Belgium; by the University of Antwerp Research Fund; the Alzheimer Research Foundation (SAO-FRA); the central Biobank facility of the Institute Born-Bunge/University Antwerp; the Research Foundation Flanders (FWO); the Agency for Innovation by Science and Technology (IWT); the Belgian Science Policy Office Interuniversity Attraction Poles (IAP) program; the Flemish Government initiated Methusalem excellence grant; and the University of Antwerp Research Fund, Belgium. This work is part of the BIOMARKAPD project within the EU Joint Programme for Neurodegenerative Disease Research (JPND). Thiswork has received support from the EU/EFPIA Innovative Medicines Initiative Joint Undertaking. | the AB isoforms could help in some differential diagnostic situations. Adding the A isoforms to the current biomarker panel could enhance diagnostic accuracy.
43 | 59 | Wagshal | 2015 | T, P | 미국 | cohort | We assessed CSF tau protein abnormalities in AD, a tauopathy with prominent Aβ pathology, and progressive supranuclear palsy (PSP), a primary tauopathy characterized by deposition of four microtubule binding repeat (4R) tau with minimal Aβ pathology. | 2 cohort | 99 | AD1 (37), AD2 (13), NC (26), PSP (23) | AD1 (first AD cohort), AD2 (second AD cohort) | total tau, ptau | INNO BIA AlzBio3 (Fujirebio/Innogenetics), multiplex immunoassay (novel ELISA) |  |  | clinical | AD | NINCDS-ADRDA | Funding This study was supported by Bristol Myers Squibb, Tau Research Consortium, and National Institutes of Health grants R01AG038791 and P01 AG19724 | CSF tau fragment concentrations are different in PSP compared with AD despite the presence of severe tau pathology and neuronal injury in both disorders. CSF tau concentration likely reflects multiple factors in addition to the degree of neuronal injury. | multiple assay
44 | 60 | Duits | 2014 | T, P | 네덜란드 | Cohort | We aimed to identify the most useful definition of the “cerebrospinal fluid Alzheimer profile,” based on amyloid-ß1-42 (Ab42), total tau, and phosphorylated tau (p-tau), for diagnosis and prognosis of Alzheimer’s disease (AD). | Amsterdam Dementia Cohort (who received a diagnosis of subjective memory complaints) | 1385 | AD (631), Controls (251), other dementias (267), MCI total (236) | controls (subjective memory complaints) | Tau, p-tau | ELISAs (Innotest Innogenetics, Ghent, Belgium) |  |  | clinical | AD | NIA-AA | Research of theVUMCAlzheimer center is part of the neurodegeneration research program of the Neuroscience Campus Amsterdam. The VUMC Alzheimer center is supported by Alzheimer Nederland and Stichting VUMC funds. The clinical database structure was developed with funding from Stichting Dioraphte. The authors acknowledge Prof. A.J. Rozemuller for providing the neuropathologic information. | A tau/Ab42 ratio of .0.52 constitutes a robust cerebrospinal fluid Alzheimer profile. | validation cohort 결과는 추출하지 않음
45 | 61 | Faull | 2014 | T, P | 호주 | (case-control) | In this paper we compare the performance of two cerebrospinal fluid assay methods in predicting clinically diagnosed AD. |  | 54 | AD (44), non-AD (10) | non-AD (neurodegenerative disorders: MCI, FTD, LBD, PCAS, VCI) | T-tau, P-tau | ① ELISA, Luminex assay (② LLRRC, ③ LORC) |  |  | clinical diagnosis | AD | NINCDS-ADRDA | This research was funded by Neurodegenerative Disorders Research Pty Ltd. | Given accurate, robust and reproducible CSF analytical methods, of which the Luminex method seems the most useful and practicable, our investigation suggests that measuring CSF Aβ1–42, P-tau and T-tau has utility in the diagnosis of probable AD and, when used with clinical diagnostic techniques, seems especially helpful in the diagnosis of AD with onset prior to the age of 65 years. | 3개 방법(ELISA 1개, Luminex assay 2개)
46 | 62 | Lehmann | 2014a | T, P | 프랑스 | cohort | The objective of this study is to propose to physicians in memory clinics a biologic scale of probabilities that the patient with cognitive impairments has an Alzheimer’s disease (AD) pathologic process. | 6 centers (Paris-North, Lille, and Montpellier, Rouen, Strasbourg, and Besançon) | 1691 | AD (834), NAD (857) | NAD (frontotemporal lobar degeneration, semantic dementia, Lewy body and Parkinson diseases, progressive supranuclear palsy, amyotrophic lateral sclerosis, normal-pressure hydrocephalus, and psychiatric disorders) | Tau, p-tau | INNOTEST sandwich ELISA (Fujirebio Europe NV, formerly Innogenetics NV) |  |  | clinical | AD | NINCDS-ADRDA | All financial and material supports for this research are academic, and the authors declare no conflict of interest. | we defined a new scale that could be used to facilitate the interpretation and routine use of multivariate CSF data, as well as helping the stratification of patients in clinical research trials.
47 | 63 | Lehmann | 2014b | T, P | 프랑스 | cohort | The objective of this study was to analyze differences in biomarker outcomes before and after harmonization of cerebrospinal fluid (CSF) collection tubes in Alzheimer’s disease (AD) diagnosis. | 4 centers (Montpellier, Lille, Lyon, Paris) | 2001 | AD (1103), NAD (898) | NAD (frontotemporal lobar degeneration, semantic dementia, dementia with Lewy bodies and Parkinson’s disease, progressive supranuclear palsy, amyotrophic lateral sclerosis, normal pressure hydrocephalus, and psychiatric disorder) | Tau, p-tau | Innotest sandwich ELISA (Innogenetics, Ghent, Belgium) |  |  | clinical | AD | NINCDS-ADRDA | All financial and material support for this research is academic, and the authors declare no potential conflicts. | In a routine clinical environment, the selection of the collection tube and biomarker cutoff value makes a major difference in AD biological diagnosis. | [tube별 비교연구] initial tubes (tubes A, B, C, and D) 결과만 추출하고, second common tube (tube S) 결과는 추출하지 않음
48 | 65 | Monge-Argiles | 2014 | T, P | 스페인 | cross-sectional study (case-control) | Our aim was to study if there is a correlation between values obtained by both techniques, to compare their validity and search for conversion factors between them. |  | 58 | AD (30), control (28) | control (who were to undergo spinal anaesthesia for traumatological or urological nonmalignant conditions, without cognitive deterioration) | T-tau, P-tau | ① ELISA (INNOTEST) ② xMAP (INNOBIA Alzbio3) |  |  | clinical | AD | NINCDS-ADRDA | The authors declare that they have no conflict of interests regarding the publication of this paper. | The results obtained with ELISA and xMAP were highly correlated and their validity was very similar.
49 | 66 | Dumurgier | 2013a | T, P | 프랑스 | cohort | aim of this study was to compare CSF biomarkers of subjects with AD with subjects without AD, | 3 centers (Paris, Lille, and Montpellier) | 880 | AD (515), non-AD (365) | non-AD (other causes of dementia, including frontotemporal dementia, vascular dementia, Lewy body disease, alcoholic dementia, CJD, and other of dementia) | Tau, pTau-181 | INNOTEST sandwich ELISA (Innogenetics, Ghent, Belgium) |  |  | clinical | AD | NINCDS-ADRDA | 언급없음 | Intercenter variability of CSF biomarkers has been confirmed in a multisite cohort of subjects and can be improved in clinical settings. | 병원별 결과
50 | 67 | Dumurgier | 2013b | T, P | 프랑스 | cohort | we investigated the cross-sectional relationships between age and CSF biomarker oncentrations. | 3 centers (Paris, Lille, and Montpellier) | 966 | AD (528), non-AD (438) | non-AD (other cognitive disorders) | Total Tau, p-Tau 181 | ELISA INNOTEST® sandwich (Innogenetics Ghent Belgium) |  |  | clinical | AD | NINCDS-ADRDA | 언급없음 | We reported an association between age and the levels of CSF biomarkers in patients explored for cognitive disorders.
51 | 68 | Jongbloed | 2013 | T, P | 네덜란드 | 진단법평가 |  |  | 154 | AD (68), MCI (62), Nondemented subject (24) | nondemented (subjective memory complaints, psychiatric disorder, temporal epilepsy) | Tau, p-tau | ① ELISA, ② xMAP |  |  | 임상진단 | AD | NIA-AA | The clinical database was developed with funding from Stichting Dioraphte | Both ELISA and multiplex assays can be used to measure AD biomarker levels in CSF to support clinical diagnosis and predict progression from MCI to AD with similar accuracy. Importantly, the assays’ output in absolute biomarker concentrations is remarkably different, and this discrepancy cannot be reconciled with simple correction factors used to measure AD biomarker levels in CSF
52 | 69 | Le Bastard | 2013 | T, P | 벨기에 | 진단법평가 |  |  | 161 | AD (51), Non-AD (15), Control (95) |  | Tau, p-tau | (ELISA) INNOTEST, ② Luminex assay |  |  | 임상진단 | AD | Braak and Braak (1991) |  | In conclusion, which AD biomarkers or combination thereof are most informative is dependent on the differential diagnosis, but the clinical value of these markers in each of the differential diagnoses
53 | 70 | Molinuevo | 2013 | T, P | 스페인 | 진단법평가 | To study and validate the diagnostic accuracy of an easy-to-use normalized CSF biomarker index, the AD-CSF-index, in different European populations. |  | 342 | AD (239), healthy control (103) |  | Tau, p-tau | (ELISA) MesoScale measurement |  |  | 임상진단 | AD | NINCDS-ADRDA criteria
54 | 71 | Park (박선아) | 2013 | T, P | 한국 | 진단법평가 |  |  | 38 | AD (17), Other dementia (9), normal control (12) | 정상인 (치매 임상증상 없고, 기능 검사 정상) | Tau, p-tau | (ELISA) | 없음 |  | 임상진단 | AD | NINCDS-ADRDA |  | Our data of CSF Aβ42, pTau181, and tTau levels were highly reproducible. PTau181/Aβ42 and tTau/Aβ42 ratios were the greatly helpful in differentiating AD from normal control.
55 | 74 | Surace | 2013 | P | 아르헨티나 | 진단법평가 | The aim of the present study was to evaluate CSF AD biomarkers in their capacity to discriminate AD from frontotemporal dementia (FTD) and to predict progression from MCI to AD |  | 20 | probable AD (7), FTD (3), MCI (10) |  | Tau, p-tau | (ELISA) | 없음 |  | cilincal evauation | AD | 언급없음(A trained neurologist performed) | Conflict of Interest: This study was sponsored by the Fundacio n para la Lucha contra las Enfermedades Neurolo gicas de la Infancia. There is no conflict of interest for any of the authors.
56 | 76 | Baldeiras | 2012 | T, P | 포르투갈 | 진단법평가(코호트) | To assess in a Portuguese cohort, under a routine clinical setting, the potential usefulness of CSF biomarkers in Alzheimer’s disease diagnosis. |  | 289 | AD (170), MCI (84), neurological control (35) |  | Tau, p-tau | (ELISA) INNOTEST | (Apolipoprotein E (ApoE) genotyping) |  | 임상진단 | AD | NINCDS-ADRDA
57 | 77 | Hall | 2012 | T, P | 스웨덴 | 진단법평가(횡단면연구) | To assess the ability of 5 cerebrospinal fluid (CSF) biomarkers to differentiate between common dementia and parkinsonian disorders |  | 453 | AD (48), PD (90), PDD (33), DLB (70), PSP (45), MSA (48), CBD (12), healthy control(107) |  | Tau, p-tau | (Multiplex assay) Luminex |  |  | 임상진단 | AD | DSM (3rd), NINCDS-ADRDA |  | Ascertainment of the ␣-synuclein level in CSF somewhat improves the differential diagnosis of AD vs DLB and PDD when combined with established AD biomarkers. The level of neurofilament light chain alone may differentiate PD from atypical parkinsonian disorders
58 | 78 | Irwin | 2012 | T, P | 미국 | 진단법평가(코호트연구) | To utilize values of cerebrospinal fluid (CSF) tau and ß-amyloid obtained from two different analytical immunoassays to differentiate Alzheimer’s disease (AD) from frontotemporal lobar degeneration (FTLD). |  | 75 | AD (30), FTD (10) |  | Tau, p-tau | ① ELISA (INNOTEST), ② xMap Luminex assay (INNO-BIA AlzBio3™) |  |  | Autopsy | AD | - |  | alues from two analytical platforms can be transformed into equivalent units, which can distinguish AD from FTLD more accurately than the clinical diagnosis.
59 | 79 | Wang | 2012 | T, P | 미국 | 진단법평가(코호트) |  |  | 140 | AD (59), MCI (34), PD (17) control (30) | control (normal cognitive) | Tau, p-tau | ① ELISA (INNOTEST), ② xMap Luminex assay (INNO-BIA AlzBio3™ |  |  | 임상진단 | AD | Work Group on Frontotemporal Dementia and Pick's Disease
60 | 80 | Johansson | 2011 | T, P | 스웨덴 | 진단법평가 |  |  | 60 | AD (32), stable MCI (13), oteher dementia (15), healthy control (20) |  | Tau, p-tau | ① ELISA (INNOTEST), ② Multiplex Assay (MSD) |  |  | 임상진단 | AD | NINCDS-ADRDA
61 | 82 | Thaweepoksomboon | 2011 | T, P | 태국 | 진단법평가 | To evaluale the clinical use of CSF biomarker: B-amyloid (1-42), phosphorylated tau(ptau-181 ) and Iola/ total tau protein for distinguishing Alzheimer‘ disease (AD) from non- Aizheimer dementia (non-AD) in Thai patients. |  | 30 | AD (14), Non-AD (16) | non-AD (VaD, hydrocephalus, FTD, other dementia) | Tau, p-tau | (ELISA) INNOTEST |  |  | 임상진단 | AD | NINCDS-ADRDA |  | CSF biomarker analysis should be encouraged to use as diagnostic aid in memory clinic especially to help diagnosis of atypical presentation of AD.
62 | 83 | Chiasserini | 2010 | T, P | 이탈리아 | 진단법평가 |  |  | 98 | AD (32), MCI (41), OND (16) |  | Tau, p-tau | (ELISA) Hycult Biotechnology (Uden, The Netherlands) |  |  | 임상진단 | AD | NINCDS-ADRDA
63 | 85 | Mulder | 2010 | T, P | 네덜란드 | 진단법평가 | To improve ante mortem diagnostic accuracy of Alzheimer disease (AD), measurement of the biomarkers amyloid-␤(1– 42) (A␤42), total tau (Tau), and tau phosphorylated at threonine 181 (pTau) in cerebrospinal fluid (CSF) has been proposed |  | 379 | AD (248), Control (131) | control (memory complaints) | Tau, p-tau | (ELISA) INNOTEST |  |  | 임상진단 | AD | NINCDS-ADRDA
64 | 87 | Koopman | 2009 | T, P | 벨기에 | 진단법평가 |  |  | 149 | AD (95), Non-AD dementia (50) |  | Tau, p-tau | (ELISA) |  |  | Autopsy | AD | -
65 | 89 | Paraskevas | 2009 | T, P | 그리스 | (case-control) | The purpose of the present study was to evaluate the cerebrospinal fluid (CSF) biomarkers tau protein in its total (sT) or hyperphosphorylated at threonin-181(sP-181) form and beta amyloid peptide 1–42 (Ab42) alone and their ombinations to investigate their diagnostic value in the discrimination between VD and AD or MD. |  | 200 | AD (92), control (68), VD (23), Mixed (17) | control (normal subjects, that underwent hernia repair or other minor surgery under spinal anaesthesia and which had no symptoms or family history of cognitive decline and no signs of cardio/cerebrovascular disease.) | τT, τP-181 | double sandwich, ELISA commercial kits ( Innotest hTau antigen , phospho-tau181 ; Innogenetics, Gent, Belgium) |  |  | clinical | AD | NINCDS-ADRDA criteria | 언급없음 | Cerebrospinal fluid biomarkers may be a useful adjunct for the discrimination between AD/ MD and VD in every day clinical practice.
66 | 91 | Shaw | 2009 | T, P | 미국 | (case-control) | Develop a cerebrospinal fluid biomarker signature for mild Alzheimer’s disease (AD) in Alzheimer’s Disease Neuroimaging Initiative (ADNI) subjects. | non-ADNI: Pennsylvania Alzheimer’s Disease Clinical Core | 108 | Autopsy-Based AD (56), NC (52) | NC (cognitively normal) | tau, p-tau181p | [ref 12] sandwich ELISA |  |  | autopsy-confirmed | AD |  |  |  | Table 4
67 | 93 | Verbeek | 2009 | T, P | 네덜란드 | (case-control) | In this study, we examined if we could identify a specific pattern of Aβ and tau protein concentrations in CSF of CAA patients. |  | 147 | AD (72), CAA (17), control (58) | CAA (cerebral amyloid angiopathy) | t-tau, p-tau181 | enzyme-linked immunosorbent assay. |  |  | clinical | AD | NINCDS-ADRDA | Supported by a grant from Zon-MW (Vidi-Vernieuwingsimpuls, 917.46.331) to M.M.V. and the US National Institutes of Health (R01 AG26484) to S.M.G.
68 | 94 | Welge | 2009 | T, P | 독일 | (case-control) | Here we addressed the question of which combination of biomarkers will be most suitable to differentiate AD from differential diagnostic relevant disorders like depression with cognitive complaints and dementias other than AD. |  | 161 | AD (44), DCC (30), NAD (87) |  | tau, p-tau181 | ELISA |  |  | clinical diagnosis | AD | DSM IV criteria and NINCDS-ADRDA criteria | This study was supported by the following grants from the German Federal Ministry of Education and Research (BMBF): (중략)
69 | 95 | Herukka | 2008 | T, P | 핀란드 | (cohort) | we examined the relationship between the CSF biomarkers and the proposed clinical and structural biomarkers of AD, MTL atrophy and verbal memory performance in a small group of MCI subjects. | MCI | 21 | MCI progressed to AD (8), stable MCI (13) |  | Tau, Phospho-tau | ELISA (Innogenetics, Ghent, Belgium) | MRI |  | clinical | AD | NINCDS-ADRDA | The study was supported by Academy of Finland grant number 201495, Kuopio University Hospital EVO grants 5883, 5772720 and 5772725, Nordic Center of Excellence in Neurodegeneration, Research and Science Foundation of Farmos, Lilly Foundation, The Finnish Medical Foundation, The P¨aivikki and Sakari Sohlberg Foundation and The Finnish Cultural Foundation of Northern Savo. | The results of this study suggest that the two different types of markers for developing AD, i.e., CSF biomarkers and MTL atrophy measured by volumetric MRI correlate with each other.
70 | 96 | Kapaki | 2008 | T, P | 그리스 | (case-control) | The aim of the present study was to investigate a panel of CSF biomarkers in FTLD and their combinations, to find out whether a certain biomarker profile The aim of the present study was to investigate a panel of CSF biomarkers in FTLD and their combinations, to find out whether a certain biomarker profile exists for FTLD, either as a whole group or in the various clinical subtypes. |  | 203 | AD (76), FTLD (34), control (93) | control (healthy subjects, undergoing knee or hip-joint surgery or hernia-repair under spinal anesthesia, with no clinical or laboratory evidence of any major disease, without any sign or personal history of cognitive decline and behavioral/psychiatric disorder. | τT, τP-181 | (ELISA) commercial kits (‘‘Innotest hTau antigen,’’ ‘‘phospho-tau181,’’, Innogenetics, Belgium) |  |  | clinical | AD | NINCDS-ADRDA | The authors have no financial support to disclose. | Combined analysis of CSF biomarkers may be useful for the best possible antemortem discrimination of FTLD from AD.
71 | 98 | Lewczuk | 2008 | T, P | 독일 |  | In this report we evaluated the clinical performance of APOE genotyping and three protein biomarkers in a prospective multicenter study using the INNO-BIA AlzBio3 assay applied on Luminex platform. | 12 German gerontopsychiatric university departments | 223 | early AD (53), early other dementias (15), MCI of AD type (106), MCI of other dementias-type (49) |  | tTau, P-tau181P | INNO-BIA AlzBio3 assay according to the manufacturer’s instructions (Innogenetics, Gent, Belgium, for research use only). |  |  | clinical | AD | ICD-10, and NINCDS-ADRDA | This study was supported by the following grants from German Federal Ministry of Education and Research (BMBF): Kompetenznetz Demenzen (01 GI 0420), HBPPNGFN2 (01 GR 0447), and Forschungsnetz der Fr¨uh- und Differentialdiagnose der Creutzfeldt-Jakob-Krankheit und der neuen Variante der CJK (01 GI 0301). P.L. and J.W. are consultants of Innogenetics. | Simultaneous measurement of the biomarkers significantly improves management of the samples and quality control of the assays’ performance. | ELISA 검사도 동시에 수행했으나, correlations 결과만 확인함
72 | 99 | Ravaglia | 2008 | P | 이탈리아 | (case-control) | we evaluated the clinical usefulness of P-tau as a biological marker in the diagnosis of AD and the differential diagnosis between AD and VaD, and its possible correlation with severity and evolution of disease, and with brain atrophy as detected by neuroimaging. |  | 125 | probable AD (31), possible AD (20), VaD (19), control (36) | control (age-matched subjects with no evidence of cognitive decline in their history) | P-tau | ELISA, using a commercially available kit (Innotest P-TAU Antigen, Innogenetics, Belgium) |  |  | clinical | AD | NINCDS-ADRD | The Authors certify that there is no actual or potential conflict of interest in relation to this article. | P-tau may be useful in the evaluation of disease evolution, by predicting the rate of cognitive decline.
73 | 103 | Kapaki | 2007b | T, P | 그리스 | 진단적 환자대조군 연구 | The present study was undertaken in order to determine the above neurochemical parameters, which might be clinically useful in the discrimination of idiopathic NPH (iNPH) from AD | . | 175 | AD (67), iNPH (18), Con (72) | Con = no evidence of cognitive decline that underwent hernia repair or other minor surgery under spinal anesthesia but they were otherwise physically and mentally healthy(HC간주) | t-tau, p-tau | INNOTEST (ELISA) |  |  | clinical | AD | NINCDS-ADRDA |  | In conclusion, for the discrimination of AD from normal ageing, tT was better than the two other markers alone. When combinations are used, then the tT/Ab42 or the tP-181/tT ratios can be used, as they are slightly better than tT alone. For the discrimination of AD from NPH, sP-181 seems adequate and better than the various combinations.
74 | 105 | Reijn | 2007 | T, P | 네덜란드 | 진단적 환자대조군 연구 | Patients with mild to moderate AD (n=69) and VaD (n=26) were selected from a large database containing 260 patients with cognitive impairment or dementia of various origins (e.g., degenerative, vascular, hereditary, inflammatory, or metabolic) who visited our outpatient clinic between 1996 and 2006 |  | 150 | AD (69), VaD (26), Con (55) | Con = included 55 individuals older than 50 years without neurological disorders who visited our outpatient clinic for various reasons (HC간주) | t-tau, p-tau | ①INNOBIA (xMAP), ②INNOTEST (ELISA) |  |  | clinical | AD, VD | NINCDS-ADRDA | Supported in part by grants from Zon-MW Innovational Research (no. 917.46.331) and the “Hersenstichting Nederland” to M.M.V. | 결론적으로, xMAP 기술을 사용하여 CSF에서 A42, t-tau 및 ptau181을 정량화하면 기존의 ELISA 형식을 대체할 수 있지만, 두 검사 유형 중 하나의 결과가 단순히 변환 인자로 재계산될 수는 없다. xMAP 검사를 통한 CSF 분석은 높은 민감도, 특이도, AUC의 제어 및 VaD 환자로부터 AD 환자를 구별할 수 있게 해주었지만, 새로운 기준 구간의 정의가 필요했다.
75 | 107 | Ibach | 2006 | T, P | 독일 | 진단적 환자대조군 연구 | to determine the diagnostic accuracy of current CSF markers in clinical routine in AD versus non-AD dementias and other conditions as present in a psychiatric state hospital. |  | 219 | AD (76), random sample (69), nonAD Dementia (48), mental disorder (26) | random sample 중 psychiatric and neurological healthy control 39명 추출(HC) nonAD Dementia (48): FTD (17), PPA (4), LBD (6), non specified (13), rare dementia (8) | t-tau, p-tau | INNOTEST (ELISA) |  |  | clinical | AD | NINCDS-ADRDA, ICD-10 | . | Nevertheless, our data supports the use of tau- and A 42-proteins as a tool providing additional valuable information for the diagnosis of AD in clinical routine. Due to the complementary character of these biomarkers, it appears neither realistic nor necessary to chase sensitivities and specificities of 100% for current AD-biomarkers at the expense of an artificially narrowed concept of Alzheimer’s disease in highly selected probands
76 | 108 | Parnetti | 2006 | T, P | 이탈리아 | 진단적 환자대조군 연구 | The aim of the present investigation was to confirm the usefulness of the CSF biomarkers (h-tau, p-tau and Ab42) for distinguishing stable MCI from progressive MCI patients, with special interest on MCI converting to Alzheimer’s disease, according to the routine clinical setting of our Memory Clinic |  | 55 | sMCI (33), MCI-AD (11), progressive MCI (11) | progressive MCI = 진단기준 충족하지는 않지만 인지장애심화 | t-tau, p-tau | INNOTEST (ELISA) |  |  | clinical | AD | NINCDS-ADRDA | . | We confirm that pathological levels in 2 CSF biomarkers reliably predict MCI conversion to AD and correctly identify the stable form of MCI
77 | 109 | Vanderstichele | 2006 | T, P | 벨기에 | 진단적 환자대조군 연구 | We describe the performance characteristics of the INNOTEST PHOSPHO-TAU(181P) assay and an evaluation of its clinical utility, alone or combined with total tau (T-tau) and Ab1-42 for the discrimination of AD from DLB and control subjects (CS) | The multicenter study used previously stored CSF samples available for research purposes from five laboratories. | 214 | AD (94), DLB (60), age-matched control (60) | CS (n=60) were defined as either (i) apparently healthy (n=37) or (ii) subjects without systemic inflammatory or central nervous system disorders, aged over 55 years, who had undergone lumbar puncture and CSF collection for diagnosis of mechanical problems (n=6; 2 nucleopathies, 1 headache in epilepsy, 1 disk herniation, 1 cervical lumbar arthrosis, 1 minor head trauma) or (iii) depression (n=17) | t-tau, p-tau | INNOTEST (ELISA) |  |  | clinical | AD | DSM-IV, NINCDS-ADRDA | .
78 | 110 | Herukka | 2005 | T, P | 핀란드 | 진단적 환자대조군 연구 | We studied CSF A 42, tau, and P-tau as predictive biomarkers of AD after an extended follow-up in a hospital cohort of patients with MCI |  | 124 | MCI-AD (23), sMCI (55), Con (46) | MCI-AD = MCI progressed to AD Con = 46 agematched subjects who were examined because of headache, dizziness, or depression. They did not have any neurologic disease except for one subject who had a history of epilepsy, and they had normal brain imaging. (HC로 간주) | t-tau, p-tau | INNOTEST (ELISA) |  |  | 언급없음(clinical 추정) | AD (progressive MCI) |  | . | Abnormal biomarkers were found early in the course of Alzheimer disease (AD). The most predictive assay for AD among the patients with MCI was the combination of A 42 and P-tau.
79 | 112 | Olsson | 2005 | T, P | 스웨덴, 벨기에 | 진단적 환자대조군 연구 | we then performed a clinical study using CSF samples obtained from a large sample of patients with AD or mild cognitive impairment with progression to AD (MCI-AD), healthy controls, and patients with other neurologic disorders |  | 274 | AD (78), MCI-AD (15), HC (53), FTD (16), DLB (15), MSA (36), PD (46), PSP (15) | FTD (16), DLB (15), MSA (36), PD (46), PSP (15) = Neurologic disease로 grouping | t-tau, p-tau | INNOTEST (ELISA) |  |  | clinical | AD | NINCDS-ADRDA | This work was supported by grants from the Swedish Research Council (Grant K2004-33X-14002-04A), Alzheimerfonden, and Stiftelsen fo¨ r Gamla Tja¨narinnor. | The new multiparametric method may be able to replace the corresponding ELISA methods.
80 | 117 | Schoonenboom | 2004 | T, P | 네덜란드 | 진단적 환자대조군 연구 | We investigated the diagnostic value of the currently most specific commercially available biomarkers (CSF A 42, CSF total tau, and CSF tau phosphorylated at threonine-181 [Ptau-181]) in a large group of EAD patients, FTLD patients, and nondemented age-matched control subjects |  | 96 | EAD (47), FTLD (28), Con (21) | Con=included 13 subjects with subjective memory complaints who were seen at the Alzheimer Center of the VUMC and had undergone the same examinations as the patients, 5 healthy spouses of patients with no memory complaints, 2 subjects with a positive family history for AD, and 1 patient with intracranial hypertension. | t-tau, p-tau | INNOTEST (ELISA) |  |  | clinical | AD | NINCDS-ADRDA | The authors thank Peggy Verelst (Innogenetics NV, Ghent, Belgium) for supplying the ELISA | The combination of CSF Ab42 and CSF Ptau-181 may help in differentiating EAD from FTLD.
Note on K45: COM: 초록, 본문 NC = 26명 Table 1 NC = 37명

## 1_(p-tau)_진단정확도
| Record Number | 제1저자 | 출판 연도 | 연구대상자 | [5 empty] | 검사법 |  |  |  | 논문에 보고된 p-tau 진단정확도 | [13 empty] | [자동계산] 계산된 진단정확도
|  |  |  | 대분류 | 세분류 | 환자군 |  | 대조군 |  | 분류 1=중재, 2=비교 | 상세 | 임계값 | 단위 | TP | FP | FN | TN | Sn | Sp | PPV | NPV | LR+ | LR- | 검사정확도 | AUC |  | ROC | TP | FP | FN | TN | Sn | Sp | PPV | NPV | LR+ | LR- | 검사정확도
[6 empty] | 정의 | N | 정의 | N |  |  |  |  | N | N | N | N | % | % | % | % | % | % | % | 값 | (95% CI) | 값 | N | N | N | N
1 | 1 | Agnello | 2020 | 5 | 1 | AD | 48 | non-AD (FTD, CVD, aphasia, CJD 등) | 48 | 1 | 상세: CLEIA; 임계값: 56; 단위: ng/L; 논문에 보고된 p-tau 진단정확도 AUC: 0.663 | 0.552-0.773
2 | 2 | Dhiman | 2020 | 1 | 1 | AD | 28 | HC | 159 | 1 | 상세: ELISA; 임계값: 57; 단위: pg/mL; 논문에 보고된 p-tau 진단정확도 Sn: 66.7; 논문에 보고된 p-tau 진단정확도 Sp: 63.9; 논문에 보고된 p-tau 진단정확도 AUC: 0.73 | 0.64-0.82 |  | 18.676 | 57.399 | 9.324 | 101.601 | 0.667 | 0.639 | 0.24549 | 0.91594 | 1.8476 | 0.52113 | 0.64319
3 | 3 | Diaz-Lucena | 2020 | 4 |  | AD | 35 | ND (depression, acute/chronic headache, peripheral polyneuropathy, psychosis, epilepsy, hypoxia, vasculitis, and benign intracranial hypertension) | 38 | 1 | 상세: Tetra-plex; 임계값: (언급없음); 논문에 보고된 p-tau 진단정확도 Sn: 94; 논문에 보고된 p-tau 진단정확도 Sp: 97; 논문에 보고된 p-tau 진단정확도 AUC: 0.99 | 0.98-1 |  | 32.9 | 1.14 | 2.1 | 36.86 | 0.94 | 0.97 | 0.96651 | 0.9461 | 31.3333 | 0.061856 | 0.95562
4 | 3 | Diaz-Lucena | 2020 | 4 | 1 | AD | 35 | ND (depression, acute/chronic headache, peripheral polyneuropathy, psychosis, epilepsy, hypoxia, vasculitis, and benign intracranial hypertension) | 38 | 1 | 상세: ELISA; 임계값: (언급없음); 논문에 보고된 p-tau 진단정확도 Sn: 87; 논문에 보고된 p-tau 진단정확도 Sp: 80; 논문에 보고된 p-tau 진단정확도 AUC: 0.88 | 0.80-0.96 |  | 30.45 | 7.6 | 4.55 | 30.4 | 0.87 | 0.8 | 0.80026 | 0.86981 | 4.35 | 0.1625 | 0.83356
5 | 4 | Hanes | 2020 | 3 | 1 | AD | 77 | other dementias | 69 | 1 | ELISA | 52 | pg/mL |  |  |  |  | 97 | 71 | 58 | 98 |  |  | 78 | 0.94 | (0.84, 0.98) |  | 74.69 | 20.01 | 2.31 | 48.99 | 0.97 | 0.71 | 0.7887 | 0.95497 | 3.3448 | 0.042254 | 0.84712
6 | 4 | Hanes | 2020 | 1 | 1 | AD | 47 | healthy | 44 | 1 | 상세: ELISA; 임계값: 60; 단위: pg/mL; 논문에 보고된 p-tau 진단정확도 Sn: 98; 논문에 보고된 p-tau 진단정확도 Sp: 86; 논문에 보고된 p-tau 진단정확도 AUC: 0.98 | (0.91, 0.99) |  | 46.06 | 6.16 | 0.94 | 37.84 | 0.98 | 0.86 | 0.88204 | 0.97576 | 7 | 0.023256 | 0.92198
7 | 5 | Janelidze | 2020 | 3 | 1 | AD dementia | 43 | Non-AD neurodegenerative disorders (PD, PDD, PSP, DLB, CBS, SD, bvFTD) | 57 | 1 | 상세: ELISA; 임계값: Youden index derived cutoffs; 논문에 보고된 p-tau 진단정확도 Sn: 79; 논문에 보고된 p-tau 진단정확도 Sp: 96; 논문에 보고된 p-tau 진단정확도 AUC: 0.914 |  |  | 33.97 | 2.28 | 9.03 | 54.72 | 0.79 | 0.96 | 0.9371 | 0.85835 | 19.75 | 0.21875 | 0.8869
8 | 5 | Janelidze | 2020 | 3 |  | AD dementia | 43 | Non-AD neurodegenerative disorders (PD, PDD, PSP, DLB, CBS, SD, bvFTD) | 57 | 1 | 상세: ELISA; 임계값: cutoffs with a fixed; 논문에 보고된 p-tau 진단정확도 Sn: 75 |  |  | 32.25 |  | 10.75 |  | 0.75
9 | 6 | Jung | 2020 | 1 | 1 | AD | 62 | NC | 27 | 1 | 상세: ELISA; 임계값: 56.4; 단위: pg/mL; 논문에 보고된 p-tau 진단정확도 Sn: 76; 논문에 보고된 p-tau 진단정확도 Sp: 93; 논문에 보고된 p-tau 진단정확도 AUC: 0.875 |  |  | 47.12 | 1.89 | 14.88 | 25.11 | 0.76 | 0.93 | 0.96144 | 0.62791 | 10.8571 | 0.25806 | 0.81157
10 | 6 | Jung | 2020 | 3 |  | AD | 62 | NPH | 27 | 1 | 상세: ELISA; 임계값: 58.8; 단위: pg/mL; 논문에 보고된 p-tau 진단정확도 Sn: 74; 논문에 보고된 p-tau 진단정확도 Sp: 96; 논문에 보고된 p-tau 진단정확도 AUC: 0.912 |  |  | 45.88 | 1.08 | 16.12 | 25.92 | 0.74 | 0.96 | 0.977 | 0.61656 | 18.5 | 0.27083 | 0.80674
11 | 6 | Jung | 2020 | 3 | 3 | AD | 62 | FTDD | 14 | 1 | 상세: ELISA; 임계값: 49.7; 단위: pg/mL; 논문에 보고된 p-tau 진단정확도 Sn: 82; 논문에 보고된 p-tau 진단정확도 Sp: 71; 논문에 보고된 p-tau 진단정확도 AUC: 0.773 |  |  | 50.84 | 4.06 | 11.16 | 9.94 | 0.82 | 0.71 | 0.92605 | 0.47109 | 2.8276 | 0.25352 | 0.79974
12 | 6 | Jung | 2020 | 3 | 2 | AD | 62 | DLB | 7 | 1 | 상세: ELISA; 임계값: 53.2; 단위: pg/mL; 논문에 보고된 p-tau 진단정확도 Sn: 79; 논문에 보고된 p-tau 진단정확도 Sp: 86; 논문에 보고된 p-tau 진단정확도 AUC: 0.806 |  |  | 48.98 | 0.98 | 13.02 | 6.02 | 0.79 | 0.86 | 0.98038 | 0.31618 | 5.6429 | 0.24419 | 0.7971
13 | 6 | Jung | 2020 | 3 |  | AD | 62 | PD | 5 | 1 | 상세: ELISA; 임계값: 46.2; 단위: pg/mL; 논문에 보고된 p-tau 진단정확도 Sn: 85; 논문에 보고된 p-tau 진단정확도 Sp: 100; 논문에 보고된 p-tau 진단정확도 AUC: 0.91 |  |  | 52.7 | 0 | 9.3 | 5 | 0.85 | 1 | 1 | 0.34965 | #DIV/0! | 0.15 | 0.86119
14 | 9 | Lim | 2020 | 1 |  | ADD | 49 | HC | 86 | 1 | 상세: xMAP; 임계값: 43.47; 단위: pg/mL; 논문에 보고된 p-tau 진단정확도 Sn: 84; 논문에 보고된 p-tau 진단정확도 Sp: 94; 논문에 보고된 p-tau 진단정확도 AUC: 0.916 | 0.859-0.974 |  | 41.16 | 5.16 | 7.84 | 80.84 | 0.84 | 0.94 | 0.8886 | 0.91159 | 14 | 0.17021 | 0.9037
15 | 9 | Lim | 2020 | 1 | 1 | ADD | 49 | HC | 86 | 1 | 상세: ELISA; 임계값: 52.19; 단위: pg/mL; 논문에 보고된 p-tau 진단정확도 Sn: 84; 논문에 보고된 p-tau 진단정확도 Sp: 74; 논문에 보고된 p-tau 진단정확도 AUC: 0.83 | 0.759-0.901 |  | 41.16 | 22.36 | 7.84 | 63.64 | 0.84 | 0.74 | 0.64798 | 0.89032 | 3.2308 | 0.21622 | 0.7763
16 | 9 | Lim | 2020 | 1 |  | pre-AD | 20 | HC | 86 | 1 | 상세: xMAP; 임계값: 38.89; 단위: pg/mL; 논문에 보고된 p-tau 진단정확도 Sn: 75; 논문에 보고된 p-tau 진단정확도 Sp: 86; 논문에 보고된 p-tau 진단정확도 AUC: 0.826 | 0.719-0.932 |  | 15 | 12.04 | 5 | 73.96 | 0.75 | 0.86 | 0.55473 | 0.93668 | 5.3571 | 0.2907 | 0.83925
17 | 9 | Lim | 2020 | 1 |  | pre-AD | 20 | HC | 86 | 1 | 상세: ELISA; 임계값: 52.56; 단위: pg/mL; 논문에 보고된 p-tau 진단정확도 Sn: 60; 논문에 보고된 p-tau 진단정확도 Sp: 76; 논문에 보고된 p-tau 진단정확도 AUC: 0.634 | 0.491-0.777 |  | 12 | 20.64 | 8 | 65.36 | 0.6 | 0.76 | 0.36765 | 0.89095 | 2.5 | 0.52632 | 0.72981
18 | 9 | Lim | 2020 | 1 |  | pro-AD | 56 | HC | 86 | 1 | 상세: xMAP; 임계값: 41.88; 단위: pg/mL; 논문에 보고된 p-tau 진단정확도 Sn: 68; 논문에 보고된 p-tau 진단정확도 Sp: 94; 논문에 보고된 p-tau 진단정확도 AUC: 0.836 | 0.759-0.912 |  | 38.08 | 5.16 | 17.92 | 80.84 | 0.68 | 0.94 | 0.88067 | 0.81855 | 11.3333 | 0.34043 | 0.83746
19 | 9 | Lim | 2020 | 1 |  | pro-AD | 56 | HC | 86 | 1 | 상세: ELISA; 임계값: 49.8; 단위: pg/mL; 논문에 보고된 p-tau 진단정확도 Sn: 64; 논문에 보고된 p-tau 진단정확도 Sp: 70; 논문에 보고된 p-tau 진단정확도 AUC: 0.681 | 0.587-0.775 |  | 35.84 | 25.8 | 20.16 | 60.2 | 0.64 | 0.7 | 0.58144 | 0.74913 | 2.1333 | 0.51429 | 0.67634
20 | 9 | Lim | 2020 | 1 |  | pre-AD and pro-AD | 76 | HC | 86 | 1 | 상세: xMAP; 임계값: 41.81; 단위: pg/mL; 논문에 보고된 p-tau 진단정확도 Sn: 67; 논문에 보고된 p-tau 진단정확도 Sp: 94; 논문에 보고된 p-tau 진단정확도 AUC: 0.833 | 0.767-0.899 |  | 50.92 | 5.16 | 25.08 | 80.84 | 0.67 | 0.94 | 0.90799 | 0.76322 | 11.1667 | 0.35106 | 0.81333
21 | 9 | Lim | 2020 | 1 |  | pre-AD and pro-AD | 76 | HC | 86 | 1 | 상세: ELISA; 임계값: 49.8; 단위: pg/mL; 논문에 보고된 p-tau 진단정확도 Sn: 64; 논문에 보고된 p-tau 진단정확도 Sp: 70; 논문에 보고된 p-tau 진단정확도 AUC: 0.669 | 0.584-0.754 |  | 48.64 | 25.8 | 27.36 | 60.2 | 0.64 | 0.7 | 0.65341 | 0.68753 | 2.1333 | 0.51429 | 0.67185
22 | 10 | Oudart | 2020 | 5 | 1 | AD | 140 | non-AD (DLB, FTD, vaD, psychiatric disorder, mixed neurodegenerative disease, concomitant neurodegenerative disorders, including AD). | 240 | 1 | 상세: ELISA; 임계값: 57; 단위: ng/L; 논문에 보고된 p-tau 진단정확도 Sn: 82.9; 논문에 보고된 p-tau 진단정확도 Sp: 73.3; 논문에 보고된 p-tau 진단정확도 AUC: 0.831 |  |  | 116.06 | 64.08 | 23.94 | 175.92 | 0.829 | 0.733 | 0.64428 | 0.88022 | 3.1049 | 0.23329 | 0.76837
23 | 11 | Shim | 2020 | 5 | 1 | AD | 105 | PD+HC | 77 | 1 | 상세: ELISA; 임계값: 57.6; 단위: pg/mL; 논문에 보고된 p-tau 진단정확도 Sn: 67; 논문에 보고된 p-tau 진단정확도 Sp: 90; 논문에 보고된 p-tau 진단정확도 AUC: 0.86 | 0.801-0.907 |  | 70.35 | 7.7 | 34.65 | 69.3 | 0.67 | 0.9 | 0.90135 | 0.66667 | 6.7 | 0.36667 | 0.76731
24 | 12 | Teuber-Hanselmann | 2020 | 5 | 1 | AD | 98 | Con (healthy, headach, psychiatry, PD) | 118 | 1 | 상세: ELISA; 임계값: (언급없음); 논문에 보고된 p-tau 진단정확도 AUC: 0.98 | 0.93-1.0
25 | 12 | Teuber-Hanselmann | 2020 |  |  | MCI | 21 | Con (healthy, headach, psychiatry, PD) | 118 | 1 | 상세: ELISA; 임계값: (언급없음); 논문에 보고된 p-tau 진단정확도 AUC: 0.88 | 0.72-1.0
26 | 13 | Ye | 2020 | 1 | 1 | AD | 82 | Con (3, No cognitive impairment or psychiatric symptoms) | 24 | 1 | 상세: ELISA; 임계값: 41.7; 단위: pg/mL; 논문에 보고된 p-tau 진단정확도 Sn: 68; 논문에 보고된 p-tau 진단정확도 Sp: 96; 논문에 보고된 p-tau 진단정확도 AUC: 0.86 |  |  | 55.76 | 0.96 | 26.24 | 23.04 | 0.68 | 0.96 | 0.98307 | 0.46753 | 17 | 0.33333 | 0.7434
27 | 13 | Ye | 2020 | 3 | 3 | AD | 82 | FTD | 20 | 1 | 상세: ELISA; 임계값: 47.2; 단위: pg/mL; 논문에 보고된 p-tau 진단정확도 Sn: 63; 논문에 보고된 p-tau 진단정확도 Sp: 80; 논문에 보고된 p-tau 진단정확도 AUC: 0.86 |  |  | 51.66 | 4 | 30.34 | 16 | 0.63 | 0.8 | 0.92814 | 0.34527 | 3.15 | 0.4625 | 0.66333
28 | 13 | Ye | 2020 | 3 |  | AD | 82 | HD (Huntington's disease) | 27 | 1 | 상세: ELISA; 임계값: 47; 단위: pg/mL; 논문에 보고된 p-tau 진단정확도 Sn: 63; 논문에 보고된 p-tau 진단정확도 Sp: 89; 논문에 보고된 p-tau 진단정확도 AUC: 0.82 |  |  | 51.66 | 2.97 | 30.34 | 24.03 | 0.63 | 0.89 | 0.94563 | 0.44197 | 5.7273 | 0.41573 | 0.6944
29 | 13 | Ye | 2020 | 4 |  | AD | 82 | MSA-C | 24 | 1 | 상세: ELISA; 임계값: 46; 단위: pg/mL; 논문에 보고된 p-tau 진단정확도 Sn: 65; 논문에 보고된 p-tau 진단정확도 Sp: 79; 논문에 보고된 p-tau 진단정확도 AUC: 0.78 |  |  | 53.3 | 5.04 | 28.7 | 18.96 | 0.65 | 0.79 | 0.91361 | 0.39782 | 3.0952 | 0.44304 | 0.6817
30 | 13 | Ye | 2020 | 4 |  | AD | 82 | SCA3 (척수소뇌실조증, 퇴행성 질환) | 27 | 1 | 상세: ELISA; 임계값: 38; 단위: pg/mL; 논문에 보고된 p-tau 진단정확도 Sn: 74; 논문에 보고된 p-tau 진단정확도 Sp: 89; 논문에 보고된 p-tau 진단정확도 AUC: 0.86 |  |  | 60.68 | 2.97 | 21.32 | 24.03 | 0.74 | 0.89 | 0.95334 | 0.52988 | 6.7273 | 0.29213 | 0.77716
31 | 13 | Ye | 2020 | 4 | 1 | AD | 82 | ALS | 36 | 1 | 상세: ELISA; 임계값: 49; 단위: pg/mL; 논문에 보고된 p-tau 진단정확도 Sn: 62; 논문에 보고된 p-tau 진단정확도 Sp: 92; 논문에 보고된 p-tau 진단정확도 AUC: 0.81 |  |  | 50.84 | 2.88 | 31.16 | 33.12 | 0.62 | 0.92 | 0.94639 | 0.51525 | 7.75 | 0.41304 | 0.71153
32 | 15 | Bergau | 2019 | 4 | 1 | AD | 22 | non-AD (patients with cognitive impairments due to pre-existing schizophrenia or schizoaffective disorder, depression, personality disorder, alcohol-toxic brain damage, organic psychoses and subjective cognitive decline) | 33 | 1 | 상세: ELISA; 임계값: 65.3; 단위: pg/mL; 논문에 보고된 p-tau 진단정확도 Sn: 81; 논문에 보고된 p-tau 진단정확도 Sp: 83.9; 논문에 보고된 p-tau 진단정확도 AUC: 0.83 |  |  | 17.82 | 5.313 | 4.18 | 27.687 | 0.81 | 0.839 | 0.77033 | 0.86883 | 5.0311 | 0.22646 | 0.8274
33 | 17 | Fossati | 2019 | 1 | 1 | AD | 29 | cognitively normal | 68 | 1 | 상세: ELISA; 임계값: (언급없음); 논문에 보고된 p-tau 진단정확도 Sn: 80; 논문에 보고된 p-tau 진단정확도 Sp: 63; 논문에 보고된 p-tau 진단정확도 AUC: 0.82 | 0.73-0.92 |  | 23.2 | 25.16 | 5.8 | 42.84 | 0.8 | 0.63 | 0.47974 | 0.88076 | 2.1622 | 0.31746 | 0.68082
34 | 17 | Fossati | 2019 | 1 |  | AD | 29 | cognitively normal | 68 | 1 | 상세: ELISA; 임계값: (언급없음); 논문에 보고된 p-tau 진단정확도 Sn: 72; 논문에 보고된 p-tau 진단정확도 Sp: 80; 논문에 보고된 p-tau 진단정확도 AUC: 0.82 | 0.73-0.92 |  | 20.88 | 13.6 | 8.12 | 54.4 | 0.72 | 0.8 | 0.60557 | 0.87012 | 3.6 | 0.35 | 0.77608
35 | 18 | Garcia-Ayllon | 2019 | 예측 | 1 | MCI-AD | 32 | sMCI | 25 | 1 | 상세: ELISA; 임계값: 60; 단위: pg/mL; 논문에 보고된 p-tau 진단정확도 Sn: 96.9; 논문에 보고된 p-tau 진단정확도 Sp: 100; 논문에 보고된 p-tau 진단정확도 PPV: 100; 논문에 보고된 p-tau 진단정확도 NPV: 96.2; 논문에 보고된 p-tau 진단정확도 AUC: 0.98 |  |  | 31.008 | 0 | 0.992 | 25 | 0.969 | 1 | 1 | 0.96183 | #DIV/0! | 0.031 | 0.9826
36 | 18 | Garcia-Ayllon | 2019 | 3 | 2 | MCI-AD | 32 | MCI-LBD | 24 | 1 | 상세: ELISA; 임계값: 60; 단위: pg/mL; 논문에 보고된 p-tau 진단정확도 Sn: 96.9; 논문에 보고된 p-tau 진단정확도 Sp: 91.7; 논문에 보고된 p-tau 진단정확도 PPV: 93.9; 논문에 보고된 p-tau 진단정확도 NPV: 95.7; 논문에 보고된 p-tau 진단정확도 AUC: 0.93 |  |  | 31.008 | 1.992 | 0.992 | 22.008 | 0.969 | 0.917 | 0.93964 | 0.95687 | 11.6747 | 0.033806 | 0.94671
37 | 18 | Garcia-Ayllon | 2019 | 4 | 1 | MCI-AD | 32 | Con (chronic headache + pain syndromes do not develop a cognitive decline) | 18 | 1 | 상세: ELISA; 임계값: 60; 단위: pg/mL; 논문에 보고된 p-tau 진단정확도 Sn: 96.9; 논문에 보고된 p-tau 진단정확도 Sp: 100; 논문에 보고된 p-tau 진단정확도 PPV: 100; 논문에 보고된 p-tau 진단정확도 NPV: 94.7; 논문에 보고된 p-tau 진단정확도 AUC: 0.98 |  |  | 31.008 | 0 | 0.992 | 18 | 0.969 | 1 | 1 | 0.94777 | #DIV/0! | 0.031 | 0.98016
38 | 19 | Leitao | 2019 | 4 | 1 | AD | 80 | Con (suffered from acute or chronic headaches, cyto-chemical normal 포함, major CNS 질환은 제외) excluded | 40 | 1 | 상세: CLEIA; 임계값: 50.6; 단위: pg/mL; 논문에 보고된 p-tau 진단정확도 Sn: 96.3; 논문에 보고된 p-tau 진단정확도 Sp: 95; 논문에 보고된 p-tau 진단정확도 AUC: 0.986 | 0.969-1.000 |  | 77.04 | 2 | 2.96 | 38 | 0.963 | 0.95 | 0.9747 | 0.92773 | 19.26 | 0.038947 | 0.95867
39 | 21 | Park | 2019 | 1 |  | pro-AD | 27 | normal (normal amyloid-negative subjects) | 73 | 1 | 상세: ELISA; 임계값: 49.8; 단위: pg/mL; 논문에 보고된 p-tau 진단정확도 Sn: 55.6; 논문에 보고된 p-tau 진단정확도 Sp: 69.9; 논문에 보고된 p-tau 진단정확도 AUC: 0.634 |  |  | 15.012 | 21.973 | 11.988 | 51.027 | 0.556 | 0.699 | 0.40589 | 0.80976 | 1.8472 | 0.63519 | 0.66039
40 | 21 | Park | 2019 | 1 | 1 | AD | 31 | normal (normal amyloid-negative subjects) | 73 | 1 | 상세: ELISA; 임계값: 56.2; 단위: pg/mL; 논문에 보고된 p-tau 진단정확도 Sn: 71; 논문에 보고된 p-tau 진단정확도 Sp: 82.2; 논문에 보고된 p-tau 진단정확도 AUC: 0.819 |  |  | 22.01 | 12.994 | 8.99 | 60.006 | 0.71 | 0.822 | 0.62879 | 0.8697 | 3.9888 | 0.3528 | 0.78862
41 | 23 | Fortea | 2018 | 4 |  | pro-AD Down syndrome | 18 | asymptomatic Down syndrome | 54 | 1 | 상세: ELISA; 임계값: (언급없음); 단위: pg/mL; 논문에 보고된 p-tau 진단정확도 AUC: 0.8 | 0.67-0.93
42 | 26 | Paterson | 2018 | 1 | 1 | AD | 156 | HC | 30 | 1 | 상세: ELISA; 임계값: 48.9; 단위: pg/L; 논문에 보고된 p-tau 진단정확도 Sn: 85; 논문에 보고된 p-tau 진단정확도 Sp: 54; 논문에 보고된 p-tau 진단정확도 AUC: 0.8 | 0.71-0.88 |  | 132.6 | 13.8 | 23.4 | 16.2 | 0.85 | 0.54 | 0.90574 | 0.40909 | 1.8478 | 0.27778 | 0.8
43 | 26 | Paterson | 2018 | 3 | 2 | AD | 156 | DLB | 20 | 1 | 상세: ELISA; 임계값: 48.9; 단위: pg/L; 논문에 보고된 p-tau 진단정확도 Sn: 85; 논문에 보고된 p-tau 진단정확도 Sp: 50; 논문에 보고된 p-tau 진단정확도 AUC: 0.79 | 0.68-0.90 |  | 132.6 | 10 | 23.4 | 10 | 0.85 | 0.5 | 0.92987 | 0.2994 | 1.7 | 0.3 | 0.81023
44 | 26 | Paterson | 2018 | 3 | 3 | AD | 156 | bvFTD | 45 | 1 | 상세: ELISA; 임계값: 48.9; 단위: pg/L; 논문에 보고된 p-tau 진단정확도 Sn: 85; 논문에 보고된 p-tau 진단정확도 Sp: 46; 논문에 보고된 p-tau 진단정확도 AUC: 0.78 | 0.70-0.86 |  | 132.6 | 24.3 | 23.4 | 20.7 | 0.85 | 0.46 | 0.84512 | 0.46939 | 1.5741 | 0.32609 | 0.76269
45 | 26 | Paterson | 2018 | 3 |  | AD | 156 | SD (semantic dementia) | 7 | 1 | 상세: ELISA; 임계값: 48.9; 단위: pg/L; 논문에 보고된 p-tau 진단정확도 Sn: 85; 논문에 보고된 p-tau 진단정확도 Sp: 29; 논문에 보고된 p-tau 진단정확도 AUC: 0.85 | 0.75-0.94 |  | 132.6 | 4.97 | 23.4 | 2.03 | 0.85 | 0.29 | 0.96387 | 0.079827 | 1.1972 | 0.51724 | 0.82595
46 | 26 | Paterson | 2018 | 3 | 1 | AD | 156 | non-AD dementia | 89 | 1 | 상세: ELISA; 임계값: 48.9; 단위: pg/L; 논문에 보고된 p-tau 진단정확도 Sn: 85; 논문에 보고된 p-tau 진단정확도 Sp: 41; 논문에 보고된 p-tau 진단정확도 AUC: 0.76 | 0.70-0.83 |  | 132.6 | 52.51 | 23.4 | 36.49 | 0.85 | 0.41 | 0.71633 | 0.60928 | 1.4407 | 0.36585 | 0.69016
47 | 26 | Paterson | 2018 | 5 | 1 | AD | 156 | others (including HC) | 119 | 1 | 상세: ELISA; 임계값: 48.9; 단위: pg/L; 논문에 보고된 p-tau 진단정확도 Sn: 85; 논문에 보고된 p-tau 진단정확도 Sp: 45; 논문에 보고된 p-tau 진단정확도 AUC: 0.77 | 0.71-0.83 |  | 132.6 | 65.45 | 23.4 | 53.55 | 0.85 | 0.45 | 0.66953 | 0.69591 | 1.5455 | 0.33333 | 0.67691
48 | 28 | Shi | 2018 | 1 | 1 | AD | 114 | HC | 48 | 1 | 상세: Luminex immunoassays; 임계값: maximizing the Youden index; 논문에 보고된 p-tau 진단정확도 Sn: 78.9; 논문에 보고된 p-tau 진단정확도 Sp: 72.9; 논문에 보고된 p-tau 진단정확도 AUC: 0.789 |  |  | 89.946 | 13.008 | 24.054 | 34.992 | 0.789 | 0.729 | 0.87365 | 0.59262 | 2.9114 | 0.28944 | 0.77122
49 | 28 | Shi | 2018 | 3 | 3 | AD | 114 | FTD | 56 | 1 | 상세: Luminex immunoassays; 임계값: maximizing the Youden index; 논문에 보고된 p-tau 진단정확도 Sn: 68.4; 논문에 보고된 p-tau 진단정확도 Sp: 89.3; 논문에 보고된 p-tau 진단정확도 AUC: 0.857 |  |  | 77.976 | 5.992 | 36.024 | 50.008 | 0.684 | 0.893 | 0.92864 | 0.58127 | 6.3925 | 0.35386 | 0.75285
50 | 28 | Shi | 2018 | 3 | 2 | AD | 114 | LBD | 42 | 1 | 상세: Luminex immunoassays; 임계값: maximizing the Youden index; 논문에 보고된 p-tau 진단정확도 Sn: 77.2; 논문에 보고된 p-tau 진단정확도 Sp: 70.7; 논문에 보고된 p-tau 진단정확도 AUC: 0.768 |  |  | 88.008 | 12.306 | 25.992 | 29.694 | 0.772 | 0.707 | 0.87733 | 0.53324 | 2.6348 | 0.32249 | 0.7545
51 | 28 | Shi | 2018 | 4 | 1 | AD | 114 | ALS | 35 | 1 | 상세: Luminex immunoassays; 임계값: maximizing the Youden index; 논문에 보고된 p-tau 진단정확도 Sn: 95.6; 논문에 보고된 p-tau 진단정확도 Sp: 88.6; 논문에 보고된 p-tau 진단정확도 AUC: 0.942 |  |  | 108.984 | 3.99 | 5.016 | 31.01 | 0.956 | 0.886 | 0.96468 | 0.86077 | 8.386 | 0.049661 | 0.93956
52 | 28 | Shi | 2018 | 3 |  | AD | 114 | PSP | 9 | 1 | 상세: Luminex immunoassays; 임계값: maximizing the Youden index; 논문에 보고된 p-tau 진단정확도 Sn: 81.6; 논문에 보고된 p-tau 진단정확도 Sp: 88.9; 논문에 보고된 p-tau 진단정확도 AUC: 0.889 |  |  | 93.024 | 0.999 | 20.976 | 8.001 | 0.816 | 0.889 | 0.98937 | 0.27612 | 7.3514 | 0.20697 | 0.82134
53 | 30 | Chiasserini | 2017 | 3 | 2 | AD | 48 | DLB | 40 | 1 | 상세: ELISAs; 임계값: maximized Youden’s index; 논문에 보고된 p-tau 진단정확도 AUC: 0.89
54 | 31 | Fialova | 2017 | 1 | 1 | AD | 20 | Normal controls (cognitively normal elderly persons) | 20 | 1 | 상세: ELISA; 임계값: >55; 단위: pg/mL; 논문에 보고된 p-tau 진단정확도 Sn: 55; 논문에 보고된 p-tau 진단정확도 Sp: 100; 논문에 보고된 p-tau 진단정확도 AUC: 0.78 | (0.62, 0.90) |  | 11 | 0 | 9 | 20 | 0.55 | 1 | 1 | 0.68966 | #DIV/0! | 0.45 | 0.775
55 | 31 | Fialova | 2017 | 3 | 1 | AD | 20 | other dementias | 13 | 1 | 상세: ELISA; 임계값: >64; 단위: pg/mL; 논문에 보고된 p-tau 진단정확도 Sn: 50; 논문에 보고된 p-tau 진단정확도 Sp: 100; 논문에 보고된 p-tau 진단정확도 AUC: 0.78 | (0.60, 0.90) |  | 10 | 0 | 10 | 13 | 0.5 | 1 | 1 | 0.56522 | #DIV/0! | 0.5 | 0.69697
56 | 31 | Fialova | 2017 | 4 | 1 | AD | 20 | inflammatory patients | 17 | 1 | 상세: ELISA; 임계값: >49.5; 단위: pg/mL; 논문에 보고된 p-tau 진단정확도 Sn: 60; 논문에 보고된 p-tau 진단정확도 Sp: 87; 논문에 보고된 p-tau 진단정확도 AUC: 0.78 | (0.61, 0.90) |  | 12 | 2.21 | 8 | 14.79 | 0.6 | 0.87 | 0.84448 | 0.64897 | 4.6154 | 0.45977 | 0.72405
57 | 32 | Frolich | 2017 | 예측 | 1 | AD dementia | 28 | MCI-stable | 87 | 1 | 상세: ELISA; 임계값: 1.41; 단위: Youden index; 논문에 보고된 p-tau 진단정확도 Sn: 81; 논문에 보고된 p-tau 진단정확도 Sp: 61; 논문에 보고된 p-tau 진단정확도 PPV: 50; 논문에 보고된 p-tau 진단정확도 NPV: 86; 논문에 보고된 p-tau 진단정확도 AUC: 0.69 |  |  | 22.68 | 33.93 | 5.32 | 53.07 | 0.81 | 0.61 | 0.40064 | 0.90889 | 2.0769 | 0.31148 | 0.6587
58 | 33 | Goossens | 2017 | 1 | 1 | AD | 45 | cognitively healthy controls | 20 | 1 | 상세: ELISA; 임계값: 66.3; 단위: pg/ml; 논문에 보고된 p-tau 진단정확도 Sn: 68.9; 논문에 보고된 p-tau 진단정확도 Sp: 95; 논문에 보고된 p-tau 진단정확도 AUC: 0.907 |  |  | 31.005 | 1 | 13.995 | 19 | 0.689 | 0.95 | 0.96875 | 0.57584 | 13.78 | 0.32737 | 0.76931
59 | 33 | Goossens | 2017 | 3 | 1 | AD | 45 | non-AD 전체 (FTLD, DLB, and CJD) | 107 | 1 | 상세: ELISA; 임계값: 53; 단위: pg/ml; 논문에 보고된 p-tau 진단정확도 Sn: 88.9; 논문에 보고된 p-tau 진단정확도 Sp: 76.4; 논문에 보고된 p-tau 진단정확도 AUC: 0.883 |  |  | 40.005 | 25.252 | 4.995 | 81.748 | 0.889 | 0.764 | 0.61304 | 0.94242 | 3.7669 | 0.14529 | 0.80101
60 | 33 | Goossens | 2017 | 3 | 3 | AD | 45 | FTLD | 43 | 1 | 상세: ELISA; 임계값: 49; 단위: pg/ml; 논문에 보고된 p-tau 진단정확도 Sn: 93.3; 논문에 보고된 p-tau 진단정확도 Sp: 81.4; 논문에 보고된 p-tau 진단정확도 AUC: 0.933 |  |  | 41.985 | 7.998 | 3.015 | 35.002 | 0.933 | 0.814 | 0.83999 | 0.92069 | 5.0161 | 0.08231 | 0.87485
61 | 33 | Goossens | 2017 | 3 | 2 | AD | 45 | DLB | 45 | 1 | 상세: ELISA; 임계값: 53; 단위: pg/ml; 논문에 보고된 p-tau 진단정확도 Sn: 88.9; 논문에 보고된 p-tau 진단정확도 Sp: 68.9; 논문에 보고된 p-tau 진단정확도 AUC: 0.832 |  |  | 40.005 | 13.995 | 4.995 | 31.005 | 0.889 | 0.689 | 0.74083 | 0.86125 | 2.8585 | 0.1611 | 0.789
62 | 33 | Goossens | 2017 | 3 | 4 | AD | 45 | CJD | 19 | 1 | 상세: ELISA; 임계값: 54.7; 단위: pg/ml; 논문에 보고된 p-tau 진단정확도 Sn: 89.7; 논문에 보고된 p-tau 진단정확도 Sp: 83.3; 논문에 보고된 p-tau 진단정확도 AUC: 0.894 |  |  | 40.365 | 3.173 | 4.635 | 15.827 | 0.897 | 0.833 | 0.92712 | 0.77348 | 5.3713 | 0.12365 | 0.878
63 | 35 | Lista | 2017 | 1 | 0 | ADD | 35 | HC | 21 | 1 | 상세: ELISA; 임계값: 60, 66, 62, 80(clinic마다 다름); 단위: pg/mL; 논문에 보고된 p-tau 진단정확도 AUC: 0.7578
64 | 37 | Paraskevas | 2017 | 1 | 1 | AD | 26 | healthy controls | 17 | 1 | 상세: ELISA; 임계값: >56.76; 단위: pg/ml; 논문에 보고된 p-tau 진단정확도 Sn: 96.3; 논문에 보고된 p-tau 진단정확도 Sp: 75; 논문에 보고된 p-tau 진단정확도 AUC: 0.942 |  |  | 25.038 | 4.25 | 0.962 | 12.75 | 0.963 | 0.75 | 0.85489 | 0.92984 | 3.852 | 0.049333 | 0.87879
65 | 38 | Park | 2017 | 5 | 1 | ADD | 76 | control (who underwent neuroimaging for various reasons (headache, dizziness, or health screening) or who were scheduled to undergo spinal anesthesia for orthopedic surgery within a week) | 71 | 1 | 상세: ELISA; 임계값: >57; 단위: pg/mL; 논문에 보고된 p-tau 진단정확도 Sn: 72; 논문에 보고된 p-tau 진단정확도 Sp: 90; 논문에 보고된 p-tau 진단정확도 AUC: 0.86 | (0.80, 0.93) |  | 54.72 | 7.1 | 21.28 | 63.9 | 0.72 | 0.9 | 0.88515 | 0.75018 | 7.2 | 0.31111 | 0.80694
66 | 38 | Park | 2017 | 4 | 1 | ADD | 76 | OND | 47 | 1 | 상세: ELISA; 임계값: >48; 단위: pg/mL; 논문에 보고된 p-tau 진단정확도 Sn: 86; 논문에 보고된 p-tau 진단정확도 Sp: 85; 논문에 보고된 p-tau 진단정확도 AUC: 0.89 | (0.83, 0.95) |  | 65.36 | 7.05 | 10.64 | 39.95 | 0.86 | 0.85 | 0.90264 | 0.78968 | 5.7333 | 0.16471 | 0.85618
67 | 39 | Bousiges | 2016 | 3 | 2 | AD-d | 31 | DLB-d | 20 | 1 | 상세: ELISA; 임계값: >70; 단위: ng/L; 논문에 보고된 p-tau 진단정확도 Sn: 77.4; 논문에 보고된 p-tau 진단정확도 Sp: 95; 논문에 보고된 p-tau 진단정확도 AUC: 0.92 | (0.80, 0.98) |  | 23.994 | 1 | 7.006 | 19 | 0.774 | 0.95 | 0.95999 | 0.7306 | 15.48 | 0.23789 | 0.84302
68 | 40 | Chiasserini | 2016 | 4 | 1 | AD | 28 | OND | 35 | 1 | 상세: ELISA (INNOTEST); 임계값: 65; 단위: pg/mL; 논문에 보고된 p-tau 진단정확도 Sn: 96; 논문에 보고된 p-tau 진단정확도 Sp: 89; 논문에 보고된 p-tau 진단정확도 AUC: 0.93 | (0.84, 4.00) |  | 26.88 | 3.85 | 1.12 | 31.15 | 0.96 | 0.89 | 0.87472 | 0.96529 | 8.7273 | 0.044944 | 0.92111
69 | 40 | Chiasserini | 2016 | 예측 | 1 | MCI-AD | 25 | MCI-S | 37 | 1 | 상세: ELISA (INNOTEST); 임계값: 64; 단위: pg/mL; 논문에 보고된 p-tau 진단정확도 Sn: 58; 논문에 보고된 p-tau 진단정확도 Sp: 87; 논문에 보고된 p-tau 진단정확도 AUC: 0.78 | (0.65, 0.90) |  | 14.5 | 4.81 | 10.5 | 32.19 | 0.58 | 0.87 | 0.75091 | 0.75404 | 4.4615 | 0.48276 | 0.75306
70 | 42 | Karch | 2016 | 3 | 4 | rpAD | 37 | CJD | 1538 | 1 | 상세: ELISA; 임계값: 95; 단위: pg/ml; 논문에 보고된 p-tau 진단정확도 Sn: 44; 논문에 보고된 p-tau 진단정확도 Sp: 89; 논문에 보고된 p-tau 진단정확도 AUC: 0.71 | (0.62, 0.80) |  | 16.28 | 169.18 | 20.72 | 1368.82 | 0.44 | 0.89 | 0.087782 | 0.98509 | 4 | 0.62921 | 0.87943
71 | 42 | Karch | 2016 | 3 |  | AD | 210 (37+173) | CJD | 1538 | 1 | 상세: ELISA; 임계값: -; 단위: pg/ml; 논문에 보고된 p-tau 진단정확도 AUC: 0.69 | (0.63, 0.74)
72 | 44 | Llorens | 2016 | 4 | 1 | AD | 165 | control (psychiatric disorders, inflammatory and autoimmune diseases, meningitis, headache, vertigo, pain syndromes, and alternative neurologic conditions) | 616 | 1 | 상세: ELISA; 임계값: best cut off values based on the Youden index; 논문에 보고된 p-tau 진단정확도 AUC: 0.862 | (0.825, 0.899)
73 | 44 | Llorens | 2016 | 4 |  | rpAD | 21 | control (psychiatric disorders, inflammatory and autoimmune diseases, meningitis, headache, vertigo, pain syndromes, and alternative neurologic conditions) | 616 | 1 | 상세: ELISA; 임계값: best cut off values based on the Youden index; 논문에 보고된 p-tau 진단정확도 AUC: 0.813 | (0.726, 0.990)
74 | 45 | Mazzeo | 2016 | 예측 | 1 | MCI-c | 37 | MCI-nc | 59 | 1 | 상세: ELISA; 임계값: 59.5; 단위: -; 논문에 보고된 p-tau 진단정확도 Sn: 83.78; 논문에 보고된 p-tau 진단정확도 Sp: 62.07; 논문에 보고된 p-tau 진단정확도 PPV: 58.07; 논문에 보고된 p-tau 진단정확도 NPV: 85.92; 논문에 보고된 p-tau 진단정확도 AUC: 0.74 |  |  | 30.9986 | 22.3787 | 6.0014 | 36.6213 | 0.8378 | 0.6207 | 0.58074 | 0.8592 | 2.2088 | 0.26132 | 0.70437
75 | 47 | Wang | 2016 | 1 | 1 | AD | 27 | cognitively normal controls | 30 | 1 | 상세: INNO-BIA AlzBio3 immunoassay (fluorimetric immunoassay); 임계값: 38; 단위: pg/ml; 논문에 보고된 p-tau 진단정확도 Sn: 80.77; 논문에 보고된 p-tau 진단정확도 Sp: 85.71; 논문에 보고된 p-tau 진단정확도 AUC: 0.8805 | (0.7883, 0.9727) |  | 21.8079 | 4.287 | 5.1921 | 25.713 | 0.8077 | 0.8571 | 0.83572 | 0.832 | 5.6522 | 0.22436 | 0.8337
76 | 48 | Dorey | 2015 | 3 | 4 | Typical AD | 85 | CJD | 78 | 1 | 상세: ELISA; 임계값: 63; 단위: ng/L; 논문에 보고된 p-tau 진단정확도 Sn: 69; 논문에 보고된 p-tau 진단정확도 Sp: 82.4; 논문에 보고된 p-tau 진단정확도 AUC: 0.803 |  |  | 58.65 | 13.728 | 26.35 | 64.272 | 0.69 | 0.824 | 0.81033 | 0.70923 | 3.9205 | 0.37621 | 0.75412
77 | 49 | Dumurgier | 2015 | 3 | 1 | AD | 160 | non-AD (cognitive disorders; FTD, LBD, PD, CJD, dementia) | 207 | 1 | 상세: ELISA; 임계값: 62; 단위: pg/ml; 논문에 보고된 p-tau 진단정확도 Sn: 79; 논문에 보고된 p-tau 진단정확도 Sp: 91; 논문에 보고된 p-tau 진단정확도 AUC: 0.9 |  |  | 126.4 | 18.63 | 33.6 | 188.37 | 0.79 | 0.91 | 0.87154 | 0.84863 | 8.7778 | 0.23077 | 0.85768
78 | 50 | Forlenza | 2015 | 1 | 1 | AD | 41 | Healthy controls | 41 | 1 | 상세: INNO-BIA AlzBio3 assay (Innogenetics, Ghent, Belgium); 임계값: 36.1; 단위: pg/mL; 논문에 보고된 p-tau 진단정확도 Sn: 83; 논문에 보고된 p-tau 진단정확도 Sp: 49 |  |  | 34.03 | 20.91 | 6.97 | 20.09 | 0.83 | 0.49 | 0.6194 | 0.74242 | 1.6275 | 0.34694 | 0.66
79 | 50 | Forlenza | 2015 | 3 | 1 | AD | 41 | non-AD (FTD, HD, LBD 등) | 35 | 1 | 상세: INNO-BIA AlzBio3 assay (Innogenetics, Ghent, Belgium); 임계값: 36.1; 단위: pg/mL; 논문에 보고된 p-tau 진단정확도 Sn: 80; 논문에 보고된 p-tau 진단정확도 Sp: 68 |  |  | 32.8 | 11.2 | 8.2 | 23.8 | 0.8 | 0.68 | 0.74545 | 0.74375 | 2.5 | 0.29412 | 0.74474
80 | 50 | Forlenza | 2015 | 예측 | 1 | MCI-AD (mild cognitive impairment subjects who progressed to Alzheimer’s disease) | 19 | MCI-S | 49 | 1 | 상세: INNO-BIA AlzBio3 assay (Innogenetics, Ghent, Belgium); 임계값: 36.1; 단위: pg/mL; 논문에 보고된 p-tau 진단정확도 Sn: 84; 논문에 보고된 p-tau 진단정확도 Sp: 46 |  |  | 15.96 | 26.46 | 3.04 | 22.54 | 0.84 | 0.46 | 0.37624 | 0.88116 | 1.5556 | 0.34783 | 0.56618
81 | 51 | Jingami | 2015 | 3 |  | AD | 20 | iNPH | 55 | 1 | 상세: ELISA; 임계값: 24.4; 단위: pg/ml; 논문에 보고된 p-tau 진단정확도 Sn: 95; 논문에 보고된 p-tau 진단정확도 Sp: 74; 논문에 보고된 p-tau 진단정확도 AUC: 0.91 |  |  | 19 | 14.3 | 1 | 40.7 | 0.95 | 0.74 | 0.57057 | 0.97602 | 3.6538 | 0.067568 | 0.796
82 | 52 | Leuzy | 2015 | 2 | 0 | AD | 35 | MCI | 33 | 1 | 상세: ELISAs; 임계값: 80; 단위: pg/mL; 논문에 보고된 p-tau 진단정확도 검사정확도: 54
83 | 54 | Palmqvist | 2015_ADNI | 1 | 0 | ADNI: MCI-AD | 64 | HC | 146 | 1 | 상세: ELISA; 임계값: (언급없음); 논문에 보고된 p-tau 진단정확도 AUC: 0.82 | 0.75-0.88
84 | 54 | Palmqvist | 2015_BioF | 1 |  | BioF: MCI-AD | 34 | HC | 122 | 1 | 상세: ELISA; 임계값: (언급없음); 논문에 보고된 p-tau 진단정확도 AUC: 0.87 | 0.80-0.91
85 | 54 | Palmqvist | 2015 | 1 |  | BioF: MCI-AD | 34 | HC | 122 | 2 | 상세: PET posterior cingulate/precuneous; 임계값: 1.62 (Youden 0.73); 논문에 보고된 p-tau 진단정확도 Sn: 88; 논문에 보고된 p-tau 진단정확도 Sp: 84; 논문에 보고된 p-tau 진단정확도 AUC: 0.93 | 0.87–0.96 |  | 29.92 | 19.52 | 4.08 | 102.48 | 0.88 | 0.84 | 0.60518 | 0.96171 | 5.5 | 0.14286 | 0.84872
86 | 54 | Palmqvist | 2015 | 1 |  | BioF: MCI-AD | 34 | HC | 122 | 2 | 상세: PET anterior cingulate; 임계값: 1.62 (Youden 0.72); 논문에 보고된 p-tau 진단정확도 Sn: 91; 논문에 보고된 p-tau 진단정확도 Sp: 80; 논문에 보고된 p-tau 진단정확도 AUC: 0.92 | 0.87–0.96 |  | 30.94 | 24.4 | 3.06 | 97.6 | 0.91 | 0.8 | 0.55909 | 0.9696 | 4.55 | 0.1125 | 0.82397
87 | 54 | Palmqvist | 2015 | 1 |  | BioF: MCI-AD | 34 | HC | 122 | 2 | 상세: PET composite; 임계값: 1.51 (Youden 0.72); 논문에 보고된 p-tau 진단정확도 Sn: 85; 논문에 보고된 p-tau 진단정확도 Sp: 87; 논문에 보고된 p-tau 진단정확도 AUC: 0.92 | 0.86–0.95 |  | 28.9 | 15.86 | 5.1 | 106.14 | 0.85 | 0.87 | 0.64567 | 0.95415 | 6.5385 | 0.17241 | 0.86564
88 | 54 | Palmqvist | 2015 | 1 |  | BioF: MCI-AD | 34 | HC | 122 | 2 | 상세: PET prefrontal; 임계값: 1.48 (Youden 0.74); 논문에 보고된 p-tau 진단정확도 Sn: 88; 논문에 보고된 p-tau 진단정확도 Sp: 86; 논문에 보고된 p-tau 진단정확도 AUC: 0.91 | 0.86–0.95 |  | 29.92 | 17.08 | 4.08 | 104.92 | 0.88 | 0.86 | 0.6366 | 0.96257 | 6.2857 | 0.13953 | 0.86436
89 | 54 | Palmqvist | 2015 | 1 |  | BioF: MCI-AD | 34 | HC | 122 | 2 | 상세: PET parietal; 임계값: 1.43 (Youden 0.70); 논문에 보고된 p-tau 진단정확도 Sn: 85; 논문에 보고된 p-tau 진단정확도 Sp: 84; 논문에 보고된 p-tau 진단정확도 AUC: 0.91 | 0.85–0.95 |  | 28.9 | 19.52 | 5.1 | 102.48 | 0.85 | 0.84 | 0.59686 | 0.95259 | 5.3125 | 0.17857 | 0.84218
90 | 54 | Palmqvist | 2015 | 1 |  | BioF: MCI-AD | 34 | HC | 122 | 2 | 상세: PET lateral temporal; 임계값: 1.58 (Youden 0.71); 논문에 보고된 p-tau 진단정확도 Sn: 85; 논문에 보고된 p-tau 진단정확도 Sp: 86; 논문에 보고된 p-tau 진단정확도 AUC: 0.9 | 0.84-0.94 |  | 28.9 | 17.08 | 5.1 | 104.92 | 0.85 | 0.86 | 0.62853 | 0.95364 | 6.0714 | 0.17442 | 0.85782
91 | 54 | Palmqvist | 2015 | 1 |  | BioF: MCI-AD | 34 | HC | 122 | 2 | 상세: PET sensorimotor; 임계값: 1.53 (Youden 0.69); 논문에 보고된 p-tau 진단정확도 Sn: 79; 논문에 보고된 p-tau 진단정확도 Sp: 89; 논문에 보고된 p-tau 진단정확도 AUC: 0.85 | 0.79-0.90 |  | 26.86 | 13.42 | 7.14 | 108.58 | 0.79 | 0.89 | 0.66683 | 0.9383 | 7.1818 | 0.23596 | 0.86821
92 | 54 | Palmqvist | 2015 | 1 |  | BioF: MCI-AD | 34 | HC | 122 | 2 | 상세: PET occipital; 임계값: 1.68 (Youden 0.49); 논문에 보고된 p-tau 진단정확도 Sn: 56; 논문에 보고된 p-tau 진단정확도 Sp: 93; 논문에 보고된 p-tau 진단정확도 AUC: 0.84 | 0.77-0.89 |  | 19.04 | 8.54 | 14.96 | 113.46 | 0.56 | 0.93 | 0.69036 | 0.88351 | 8 | 0.47312 | 0.84936
93 | 54 | Palmqvist | 2015 | 1 |  | BioF: MCI-AD | 34 | HC | 122 | 2 | 상세: PET medial temporal; 임계값: 1.69 (Youden 0.20); 논문에 보고된 p-tau 진단정확도 Sn: 23; 논문에 보고된 p-tau 진단정확도 Sp: 97; 논문에 보고된 p-tau 진단정확도 AUC: 0.75 | 0.68-0.82 |  | 7.82 | 3.66 | 26.18 | 118.34 | 0.23 | 0.97 | 0.68118 | 0.81885 | 7.6667 | 0.79381 | 0.80872
94 | 54 | Palmqvist | 2015 | 1 |  | ADNI: MCI-AD | 64 | HC | 146 | 2 | 상세: PET frontal; 임계값: 1.13 (Youden 0.63); 논문에 보고된 p-tau 진단정확도 Sn: 89; 논문에 보고된 p-tau 진단정확도 Sp: 74; 논문에 보고된 p-tau 진단정확도 AUC: 0.87 | 0.82-0.91 |  | 56.96 | 37.96 | 7.04 | 108.04 | 0.89 | 0.74 | 0.60008 | 0.93883 | 3.4231 | 0.14865 | 0.78571
95 | 54 | Palmqvist | 2015 | 1 |  | ADNI: MCI-AD | 64 | HC | 146 | 2 | 상세: PET composite; 임계값: 1.13 (Youden 0.66); 논문에 보고된 p-tau 진단정확도 Sn: 91; 논문에 보고된 p-tau 진단정확도 Sp: 75; 논문에 보고된 p-tau 진단정확도 AUC: 0.86 | 0.81-0.91 |  | 58.24 | 36.5 | 5.76 | 109.5 | 0.91 | 0.75 | 0.61474 | 0.95003 | 3.64 | 0.12 | 0.79876
96 | 54 | Palmqvist | 2015 | 1 |  | ADNI: MCI-AD | 64 | HC | 146 | 2 | 상세: PET parietal; 임계값: 1.11 (Youden 0.59); 논문에 보고된 p-tau 진단정확도 Sn: 91; 논문에 보고된 p-tau 진단정확도 Sp: 68; 논문에 보고된 p-tau 진단정확도 AUC: 0.86 | 0.81-0.91 |  | 58.24 | 46.72 | 5.76 | 99.28 | 0.91 | 0.68 | 0.55488 | 0.94516 | 2.8438 | 0.13235 | 0.7501
97 | 54 | Palmqvist | 2015 | 1 |  | ADNI: MCI-AD | 64 | HC | 146 | 2 | 상세: PET temporal; 임계값: 1.08 (Youden 0.66); 논문에 보고된 p-tau 진단정확도 Sn: 89; 논문에 보고된 p-tau 진단정확도 Sp: 77; 논문에 보고된 p-tau 진단정확도 AUC: 0.86 | 0.80-0.92 |  | 56.96 | 33.58 | 7.04 | 112.42 | 0.89 | 0.77 | 0.62911 | 0.94107 | 3.8696 | 0.14286 | 0.80657
98 | 54 | Palmqvist | 2015 | 1 |  | ADNI: MCI-AD | 64 | HC | 146 | 2 | 상세: PET cingulate; 임계값: 1.2 (Youden 0.56); 논문에 보고된 p-tau 진단정확도 Sn: 89; 논문에 보고된 p-tau 진단정확도 Sp: 66; 논문에 보고된 p-tau 진단정확도 AUC: 0.86 | 0.80-0.91 |  | 56.96 | 49.64 | 7.04 | 96.36 | 0.89 | 0.66 | 0.53433 | 0.93191 | 2.6176 | 0.16667 | 0.7301
99 | 55 | Seeburger | 2015 | 1 | 1 | AD | 91 | CTL (cognitive status as controls) | 74 | 1 | 상세: ELISA; 임계값: 65; 단위: pg/ml; 논문에 보고된 p-tau 진단정확도 Sn: 65.7; 논문에 보고된 p-tau 진단정확도 Sp: 93.2; 논문에 보고된 p-tau 진단정확도 AUC: 0.869 | (0.813, 0.920) |  | 59.787 | 5.032 | 31.213 | 68.968 | 0.657 | 0.932 | 0.92237 | 0.68843 | 9.6618 | 0.36803 | 0.78033
100 | 55 | Seeburger | 2015 | 3 |  | AD | 92 | ODS (other dementia syndrome) | 16 | 1 | 상세: ELISA; 임계값: 44; 단위: pg/ml; 논문에 보고된 p-tau 진단정확도 Sn: 90; 논문에 보고된 p-tau 진단정확도 Sp: 60 |  |  | 82.8 | 6.4 | 9.2 | 9.6 | 0.9 | 0.6 | 0.92825 | 0.51064 | 2.25 | 0.16667 | 0.85556
101 | 55 | Seeburger | 2015 | 3 | 1 | AD | 92 | ODS (other dementia syndrome) | 16 | 1 | 상세: ELISA; 임계값: 65; 단위: pg/ml; 논문에 보고된 p-tau 진단정확도 Sn: 66; 논문에 보고된 p-tau 진단정확도 Sp: 93 |  |  | 60.72 | 1.12 | 31.28 | 14.88 | 0.66 | 0.93 | 0.98189 | 0.32236 | 9.4286 | 0.36559 | 0.7
102 | 57 | Struyfs | 2015a | 3 | 1 | AD | 140 | non-AD dementia 전체 | 77 | 1 | 상세: ELISA; 임계값: 50.35; 단위: pg/ml; 논문에 보고된 p-tau 진단정확도 Sn: 77.9; 논문에 보고된 p-tau 진단정확도 Sp: 61; 논문에 보고된 p-tau 진단정확도 AUC: 0.72 | (0.648, 0.792) |  | 109.06 | 30.03 | 30.94 | 46.97 | 0.779 | 0.61 | 0.7841 | 0.60288 | 1.9974 | 0.3623 | 0.71903
103 | 57 | Struyfs | 2015a | 3 | 3 | AD | 140 | FTD | 17 | 1 | 상세: ELISA; 임계값: 47.25; 단위: pg/ml; 논문에 보고된 p-tau 진단정확도 Sn: 81.4; 논문에 보고된 p-tau 진단정확도 Sp: 76.5; 논문에 보고된 p-tau 진단정확도 AUC: 0.81 | (0.710, 0.910) |  | 113.96 | 3.995 | 26.04 | 13.005 | 0.814 | 0.765 | 0.96613 | 0.33308 | 3.4638 | 0.24314 | 0.80869
104 | 57 | Struyfs | 2015a | 3 | 2 | AD | 140 | DLB | 24 | 1 | 상세: ELISA; 임계값: 59.05; 단위: pg/ml; 논문에 보고된 p-tau 진단정확도 Sn: 65.7; 논문에 보고된 p-tau 진단정확도 Sp: 70.8; 논문에 보고된 p-tau 진단정확도 AUC: 0.664 | (0.539, 0.788) |  | 91.98 | 7.008 | 48.02 | 16.992 | 0.657 | 0.708 | 0.9292 | 0.26137 | 2.25 | 0.48446 | 0.66446
105 | 57 | Struyfs | 2015a | 3 | 5 | AD | 140 | VaD | 18 | 1 | 상세: ELISA; 임계값: 49.85; 단위: pg/ml; 논문에 보고된 p-tau 진단정확도 Sn: 78.6; 논문에 보고된 p-tau 진단정확도 Sp: 66.7; 논문에 보고된 p-tau 진단정확도 AUC: 0.733 | (0.599, 0.867) |  | 110.04 | 5.994 | 29.96 | 12.006 | 0.786 | 0.667 | 0.94834 | 0.28609 | 2.3604 | 0.32084 | 0.77244
106 | 58 | Struyfs | 2015b | 2 | 1 | AD | 49 | MCI | 49 | 1 | 상세: ELISA; 임계값: 86.85; 단위: pg/ml; 논문에 보고된 p-tau 진단정확도 Sn: 40.8; 논문에 보고된 p-tau 진단정확도 Sp: 63.3; 논문에 보고된 p-tau 진단정확도 AUC: 0.449 |  |  | 19.992 | 17.983 | 29.008 | 31.017 | 0.408 | 0.633 | 0.52645 | 0.51673 | 1.1117 | 0.93523 | 0.5205
107 | 58 | Struyfs | 2015b | 5 | 1 | AD | 49 | controls (cognitively healthy elderly (n=35), neurological diseases (n=15)) | 50 | 1 | 상세: ELISA; 임계값: 51.6; 단위: pg/ml; 논문에 보고된 p-tau 진단정확도 Sn: 87.8; 논문에 보고된 p-tau 진단정확도 Sp: 62; 논문에 보고된 p-tau 진단정확도 AUC: 0.804 |  |  | 43.022 | 19 | 5.978 | 31 | 0.878 | 0.62 | 0.69366 | 0.83834 | 2.3105 | 0.19677 | 0.7477
108 | 58 | Struyfs | 2015b | 3 | 1 | AD | 49 | non-AD dementias 전체 (FTD (n=17), DLB (n=17), VaD (n=16)) | 50 | 1 | 상세: ELISA; 임계값: 50; 단위: pg/ml; 논문에 보고된 p-tau 진단정확도 Sn: 91.8; 논문에 보고된 p-tau 진단정확도 Sp: 66; 논문에 보고된 p-tau 진단정확도 AUC: 0.82 |  |  | 44.982 | 17 | 4.018 | 33 | 0.918 | 0.66 | 0.72573 | 0.89146 | 2.7 | 0.12424 | 0.7877
109 | 58 | Struyfs | 2015b | 3 | 3 | AD | 49 | FTD | 17 | 1 | 상세: ELISA; 임계값: 48.5; 단위: pg/ml; 논문에 보고된 p-tau 진단정확도 Sn: 93.9; 논문에 보고된 p-tau 진단정확도 Sp: 64.7; 논문에 보고된 p-tau 진단정확도 AUC: 0.799 |  |  | 46.011 | 6.001 | 2.989 | 10.999 | 0.939 | 0.647 | 0.88462 | 0.78632 | 2.6601 | 0.094281 | 0.86379
110 | 58 | Struyfs | 2015b | 3 | 5 | AD | 49 | VaD | 16 | 1 | 상세: ELISA; 임계값: 60.4; 단위: pg/ml; 논문에 보고된 p-tau 진단정확도 Sn: 71.4; 논문에 보고된 p-tau 진단정확도 Sp: 81.3; 논문에 보고된 p-tau 진단정확도 AUC: 0.833 |  |  | 34.986 | 2.992 | 14.014 | 13.008 | 0.714 | 0.813 | 0.92122 | 0.48139 | 3.8182 | 0.35178 | 0.73837
111 | 58 | Struyfs | 2015b | 3 | 2 | AD | 49 | DLB | 17 | 1 | 상세: ELISA; 임계값: 50; 단위: pg/ml; 논문에 보고된 p-tau 진단정확도 Sn: 91.8; 논문에 보고된 p-tau 진단정확도 Sp: 76.5; 논문에 보고된 p-tau 진단정확도 AUC: 0.83 |  |  | 44.982 | 3.995 | 4.018 | 13.005 | 0.918 | 0.765 | 0.91843 | 0.76397 | 3.9064 | 0.10719 | 0.87859
112 | 59 | Wagshal | 2015 | 3 |  | AD1 | 37 | PSP | 23 | 1 | 상세: INNO BIA AlzBio3; 임계값: 언급없음; 논문에 보고된 p-tau 진단정확도 AUC: 0.794
113 | 60 | Duits | 2014 | 4 | 1 | AD | 631 | controls (subjective memory complaints) | 251 | 1 | 상세: ELISA; 임계값: 52; 단위: pg/ml; 논문에 보고된 p-tau 진단정확도 Sn: 86; 논문에 보고된 p-tau 진단정확도 Sp: 61; 논문에 보고된 p-tau 진단정확도 PPV: 85; 논문에 보고된 p-tau 진단정확도 NPV: 64; 논문에 보고된 p-tau 진단정확도 AUC: 0.83 | (0.80, 0.86) |  | 542.66 | 97.89 | 88.34 | 153.11 | 0.86 | 0.61 | 0.84718 | 0.63413 | 2.2051 | 0.22951 | 0.78885
114 | 60 | Duits | 2014 | 3 | 1 | AD | 631 | other dementia | 267 | 1 | 상세: ELISA; 임계값: 52; 단위: pg/ml; 논문에 보고된 p-tau 진단정확도 Sp: 59; 논문에 보고된 p-tau 진단정확도 PPV: 83; 논문에 보고된 p-tau 진단정확도 NPV: 64; 논문에 보고된 p-tau 진단정확도 AUC: 0.81 | (0.78, 0.84) |  |  | 109.47 |  | 157.53 |  | 0.59
115 | 61 | Faull | 2014 | 3 | 1 | AD | 44 | non-AD (neurodegenerative disorders: MCI, FTD, LBD, PCAS, VCI) | 10 | 1 | 상세: ELISA; 임계값: 언급없음; 논문에 보고된 p-tau 진단정확도 Sn: 68; 논문에 보고된 p-tau 진단정확도 Sp: 60; 논문에 보고된 p-tau 진단정확도 LR+: 1.7 |  |  | 29.92 | 4 | 14.08 | 6 | 0.68 | 0.6 | 0.88208 | 0.2988 | 1.7 | 0.53333 | 0.66519
116 | 61 | Faull | 2014 | 3 | 0 | AD | 44 | non-AD (neurodegenerative disorders: MCI, FTD, LBD, PCAS, VCI) | 10 | 1 | 상세: LLRRC (Luminex with linear regression derived reference concentrations); 임계값: 언급없음; 논문에 보고된 p-tau 진단정확도 Sn: 38; 논문에 보고된 p-tau 진단정확도 Sp: 50; 논문에 보고된 p-tau 진단정확도 LR+: 0.76 |  |  | 16.72 | 5 | 27.28 | 5 | 0.38 | 0.5 | 0.7698 | 0.15489 | 0.76 | 1.24 | 0.40222
117 | 61 | Faull | 2014 | 3 | 0 | AD | 44 | non-AD (neurodegenerative disorders: MCI, FTD, LBD, PCAS, VCI) | 10 | 1 | 상세: LORC (Luminex with optimised reference concentrations); 임계값: 언급없음; 논문에 보고된 p-tau 진단정확도 Sn: 95; 논문에 보고된 p-tau 진단정확도 Sp: 50; 논문에 보고된 p-tau 진단정확도 LR+: 1.9 |  |  | 41.8 | 5 | 2.2 | 5 | 0.95 | 0.5 | 0.89316 | 0.69444 | 1.9 | 0.1 | 0.86667
118 | 62 | Lehmann | 2014a | 3 | 1 | AD | 834 | NAD | 857 | 1 | 상세: ELISA; 임계값: 64 또는 62; 논문에 보고된 p-tau 진단정확도 AUC: 0.894 | mean값 사용
119 | 63 | Lehmann | 2014b | 3 |  | [Mpt-A] AD | 129 | [Mpt-A] NAD | 215 | 1 | 상세: ELISA; 임계값: 60; 단위: ng/L; 논문에 보고된 p-tau 진단정확도 Sn: 74; 논문에 보고된 p-tau 진단정확도 Sp: 85 |  |  | 95.46 | 32.25 | 33.54 | 182.75 | 0.74 | 0.85 | 0.74747 | 0.84493 | 4.9333 | 0.30588 | 0.80875
120 | 63 | Lehmann | 2014b | 3 |  | [Lille-B] AD | 143 | [Lille-B] NAD | 128 | 1 | 상세: ELISA; 임계값: 60; 단위: ng/L; 논문에 보고된 p-tau 진단정확도 Sn: 77; 논문에 보고된 p-tau 진단정확도 Sp: 82 |  |  | 110.11 | 23.04 | 32.89 | 104.96 | 0.77 | 0.82 | 0.82696 | 0.76141 | 4.2778 | 0.28049 | 0.79362
121 | 63 | Lehmann | 2014b | 3 |  | [Lyon-C] AD | 226 | [Lyon-C] NAD | 163 | 1 | 상세: ELISA; 임계값: 60; 단위: ng/L; 논문에 보고된 p-tau 진단정확도 Sn: 81; 논문에 보고된 p-tau 진단정확도 Sp: 82 |  |  | 183.06 | 29.34 | 42.94 | 133.66 | 0.81 | 0.82 | 0.86186 | 0.75685 | 4.5 | 0.23171 | 0.81419
122 | 63 | Lehmann | 2014b | 3 |  | [Paris-D] AD | 118 | [Paris-D] NAD | 53 | 1 | 상세: ELISA; 임계값: 60; 단위: ng/L; 논문에 보고된 p-tau 진단정확도 Sn: 90; 논문에 보고된 p-tau 진단정확도 Sp: 87 |  |  | 106.2 | 6.89 | 11.8 | 46.11 | 0.9 | 0.87 | 0.93908 | 0.79624 | 6.9231 | 0.11494 | 0.8907
123 | 65 | Monge-Argiles | 2014 | 1 | 1 | AD | 30 | control (who were to undergo spinal anaesthesia for traumatological or urological nonmalignant conditions, without cognitive deterioration) | 28 | 1 | 상세: ELISA; 임계값: 언급없음; 논문에 보고된 p-tau 진단정확도 Sn: 84; 논문에 보고된 p-tau 진단정확도 Sp: 80 |  |  | 25.2 | 5.6 | 4.8 | 22.4 | 0.84 | 0.8 | 0.81818 | 0.82353 | 4.2 | 0.2 | 0.82069
124 | 65 | Monge-Argiles | 2014 | 1 |  | AD | 30 | control (who were to undergo spinal anaesthesia for traumatological or urological nonmalignant conditions, without cognitive deterioration) | 28 | 1 | 상세: xMAP; 임계값: 언급없음; 논문에 보고된 p-tau 진단정확도 Sn: 85; 논문에 보고된 p-tau 진단정확도 Sp: 80 |  |  | 25.5 | 5.6 | 4.5 | 22.4 | 0.85 | 0.8 | 0.81994 | 0.83271 | 4.25 | 0.1875 | 0.82586
125 | 66 | Dumurgier | 2013a | 3 |  | [Paris] AD | 136 | [Paris] non-AD | 54 | 1 | 상세: ELISA; 임계값: 65; 단위: pg/mL; 논문에 보고된 p-tau 진단정확도 Sn: 85; 논문에 보고된 p-tau 진단정확도 Sp: 89; 논문에 보고된 p-tau 진단정확도 AUC: 0.89 | (SE 0.03) |  | 115.6 | 5.94 | 20.4 | 48.06 | 0.85 | 0.89 | 0.95113 | 0.70202 | 7.7273 | 0.16854 | 0.86137
126 | 66 | Dumurgier | 2013a | 3 |  | [Lille] AD | 222 | [Lille] non-AD | 128 | 1 | 상세: ELISA; 임계값: 59.2; 단위: pg/mL; 논문에 보고된 p-tau 진단정확도 Sn: 82; 논문에 보고된 p-tau 진단정확도 Sp: 77; 논문에 보고된 p-tau 진단정확도 AUC: 0.83 | (SE 0.02) |  | 182.04 | 29.44 | 39.96 | 98.56 | 0.82 | 0.77 | 0.86079 | 0.71152 | 3.5652 | 0.23377 | 0.80171
127 | 66 | Dumurgier | 2013a | 3 |  | [Montpellier] AD | 157 | [Montpellier] non-AD | 183 | 1 | 상세: ELISA; 임계값: 54; 단위: pg/mL; 논문에 보고된 p-tau 진단정확도 Sn: 83; 논문에 보고된 p-tau 진단정확도 Sp: 76; 논문에 보고된 p-tau 진단정확도 AUC: 0.83 | (SE 0.02) |  | 130.31 | 43.92 | 26.69 | 139.08 | 0.83 | 0.76 | 0.74792 | 0.83899 | 3.4583 | 0.22368 | 0.79232
128 | 67 | Dumurgier | 2013b | 3 | 1 | AD | 528 | non-AD (other cognitive disorders) | 438 | 1 | 상세: ELISA; 임계값: 언급없음; 논문에 보고된 p-tau 진단정확도 AUC: 0.86 | (SE 0.01)
129 | 68 | Jongbloed | 2013 | 4 | 1 | AD | 68 | nondemented (subjective memory complaints, psychiatric disorder, temporal epilepsy) | 24 | 1 | 상세: ELISA; 임계값: 56 (EOC, estimated potimal cutoff); 단위: pg/ml; 논문에 보고된 p-tau 진단정확도 Sn: 85; 논문에 보고된 p-tau 진단정확도 Sp: 67; 논문에 보고된 p-tau 진단정확도 AUC: 0.75 |  |  | 57.8 | 7.92 | 10.2 | 16.08 | 0.85 | 0.67 | 0.87949 | 0.61187 | 2.5758 | 0.22388 | 0.80304
130 | 68 | Jongbloed | 2013 | 4 | 0 | AD | 68 | nondemented (subjective memory complaints, psychiatric disorder, temporal epilepsy) | 24 | 1 | 상세: xMAP; 임계값: 35 (EOC, estimated potimal cutoff); 단위: pg/ml; 논문에 보고된 p-tau 진단정확도 Sn: 75; 논문에 보고된 p-tau 진단정확도 Sp: 71; 논문에 보고된 p-tau 진단정확도 AUC: 0.73 |  |  | 51 | 6.96 | 17 | 17.04 | 0.75 | 0.71 | 0.87992 | 0.50059 | 2.5862 | 0.35211 | 0.73957
131 | 69 | Le Bastard | 2013 | 1 | 1 | AD | 51 | Control | 95 | 1 | 상세: ELISA; 임계값: 50; 단위: pg/ml; 논문에 보고된 p-tau 진단정확도 Sn: 77; 논문에 보고된 p-tau 진단정확도 Sp: 78; 논문에 보고된 p-tau 진단정확도 검사정확도: 77; 논문에 보고된 p-tau 진단정확도 AUC: 0.807 | (0.725-0.889) |  | 39.27 | 20.9 | 11.73 | 74.1 | 0.77 | 0.78 | 0.65265 | 0.86333 | 3.5 | 0.29487 | 0.77651
132 | 69 | Le Bastard | 2013 | 1 |  | AD | 51 | Control | 95 | 1 | 상세: Luminex assay; 임계값: 47; 단위: pg/ml; 논문에 보고된 p-tau 진단정확도 Sn: 69; 논문에 보고된 p-tau 진단정확도 Sp: 91; 논문에 보고된 p-tau 진단정확도 검사정확도: 83; 논문에 보고된 p-tau 진단정확도 AUC: 0.83 | (0.751-0.908) |  | 35.19 | 8.55 | 15.81 | 86.45 | 0.69 | 0.91 | 0.80453 | 0.84539 | 7.6667 | 0.34066 | 0.83315
133 | 69 | Le Bastard | 2013 | 3 | 1 | AD | 51 | Non-AD | 15 | 1 | 상세: ELISA; 임계값: 50; 단위: pg/ml; 논문에 보고된 p-tau 진단정확도 Sn: 77; 논문에 보고된 p-tau 진단정확도 Sp: 80; 논문에 보고된 p-tau 진단정확도 검사정확도: 77; 논문에 보고된 p-tau 진단정확도 AUC: 0.799 | (0.693-0.905) |  | 39.27 | 3 | 11.73 | 12 | 0.77 | 0.8 | 0.92903 | 0.50569 | 3.85 | 0.2875 | 0.77682
134 | 69 | Le Bastard | 2013 | 3 |  | AD | 51 | Non-AD | 15 | 1 | 상세: Luminex assay; 임계값: 41; 단위: pg/ml; 논문에 보고된 p-tau 진단정확도 Sn: 77; 논문에 보고된 p-tau 진단정확도 Sp: 87; 논문에 보고된 p-tau 진단정확도 검사정확도: 79; 논문에 보고된 p-tau 진단정확도 AUC: 0.822 | (0.717-0.927) |  | 39.27 | 1.95 | 11.73 | 13.05 | 0.77 | 0.87 | 0.95269 | 0.52663 | 5.9231 | 0.26437 | 0.79273
135 | 70 | Molinuevo | 2013 | 1 | 1 | AD | 239 | healthy control | 103 | 1 | 상세: ELISA; 임계값: 언급없음; 단위: pg/ml; 논문에 보고된 p-tau 진단정확도 Sn: 72.2; 논문에 보고된 p-tau 진단정확도 Sp: 85; 논문에 보고된 p-tau 진단정확도 AUC: 0.832 | (0.796-0.870) |  | 172.558 | 15.45 | 66.442 | 87.55 | 0.722 | 0.85 | 0.91782 | 0.56854 | 4.8133 | 0.32706 | 0.76055
136 | 71 | Park | 2013 | 1 | 1 | AD | 17 | normal control | 12 | 1 | ELISA | >54.297 | pg/ml |  |  |  |  | 82.4 | 91.7 | 93 | 78.6 |  |  | 86.2 | 0.868 |  |  | 14.008 | 0.996 | 2.992 | 11.004 | 0.824 | 0.917 | 0.93362 | 0.78622 | 9.9277 | 0.19193 | 0.86248
137 | 74 | Surace | 2013 | 3 | 1 | AD | 12 | FTD, MCI | 8 | 1 | 상세: ELISA; 임계값: 26.5; 단위: pg/ml; 논문에 보고된 p-tau 진단정확도 Sn: 69.2; 논문에 보고된 p-tau 진단정확도 Sp: 87.5 |  |  | 8.304 | 1 | 3.696 | 7 | 0.692 | 0.875 | 0.89252 | 0.65445 | 5.536 | 0.352 | 0.7652
138 | 76 | Baldeiras | 2012 | 4 | 1 | AD | 170 | neurological control (acute or chronic headaches, diagnostic evaluation in order to exclude bleeding or inflammation; investigation of a peripheral polineuropathy) | 35 | 1 | 상세: ELISA; 임계값: >32; 단위: pg/ml; 논문에 보고된 p-tau 진단정확도 Sn: 82; 논문에 보고된 p-tau 진단정확도 Sp: 91; 논문에 보고된 p-tau 진단정확도 AUC: 0.9 | (0.86-0.95) |  | 139.4 | 3.15 | 30.6 | 31.85 | 0.82 | 0.91 | 0.9779 | 0.51001 | 9.1111 | 0.1978 | 0.83537
139 | 77 | Hall | 2012 | 3 | 1 | AD | 48 | DLB, PDD | 70 | 1 | 상세: Multiplex assay; 논문에 보고된 p-tau 진단정확도 AUC: 0.86
140 | 78 | Irwin | 2012 | 3 | 3 | AD | 30 | FTD | 10 | 1 | 상세: xMap Luminex assay; 논문에 보고된 p-tau 진단정확도 AUC: 0.889
141 | 79 | Wang | 2012 | 1 |  | AD | 63 | control (normal cognitive) | 32 | 1 | 상세: ELISA; 임계값: 언급없음; 논문에 보고된 p-tau 진단정확도 AUC: 0.737
142 | 79 | Wang | 2012 | 1 |  | AD | 63 | control (normal cognitive) | 32 | 1 | 상세: xMap; 논문에 보고된 p-tau 진단정확도 AUC: 0.744
143 | 80 | Johansson | 2011 | 5 | 1 | AD | 32 | healthy controls, MCI | 33 | 1 | 상세: ELISA; 임계값: NR; 논문에 보고된 p-tau 진단정확도 AUC: 0.86 | (0.77-0.95)
144 | 82 | Thaweepoksomboon | 2011 | 3 | 1 | AD | 14 | non-AD (VaD, hydrocephalus, FTD, other dementia) | 16 | 1 | 상세: ELISA; 임계값: >61; 단위: pg/ml; 논문에 보고된 p-tau 진단정확도 Sn: 7.14; 논문에 보고된 p-tau 진단정확도 Sp: 100; 논문에 보고된 p-tau 진단정확도 PPV: 100; 논문에 보고된 p-tau 진단정확도 NPV: 55.17 |  |  | 0.9996 | 0 | 13.0004 | 16 | 0.0714 | 1 | 1 | 0.55172 | #DIV/0! | 0.9286 | 0.56665
145 | 83 | Chiasserini | 2010 | 4 | 1 | AD | 32 | OND | 25 | 1 | 상세: ELISA; 임계값: 51.4; 단위: pg/ml; 논문에 보고된 p-tau 진단정확도 Sn: 87; 논문에 보고된 p-tau 진단정확도 Sp: 95; 논문에 보고된 p-tau 진단정확도 AUC: 0.93 |  |  | 27.84 | 1.25 | 4.16 | 23.75 | 0.87 | 0.95 | 0.95703 | 0.85095 | 17.4 | 0.13684 | 0.90509
146 | 83 | Chiasserini | 2010 | 예측 | 1 | MCI-AD | 23 | MCI-MCI | 18 | 1 | 상세: ELISA; 임계값: 54.5; 단위: pg/ml; 논문에 보고된 p-tau 진단정확도 Sn: 81; 논문에 보고된 p-tau 진단정확도 Sp: 83; 논문에 보고된 p-tau 진단정확도 AUC: 0.84 |  |  | 18.63 | 3.06 | 4.37 | 14.94 | 0.81 | 0.83 | 0.85892 | 0.77369 | 4.7647 | 0.22892 | 0.81878
147 | 85 | Mulder | 2010 | 1 | 1 | AD | 248 | control (memory complaints) | 131 | 1 | 상세: ELISA; 임계값: 52; 단위: pg/ml; 논문에 보고된 p-tau 진단정확도 Sn: 85; 논문에 보고된 p-tau 진단정확도 Sp: 68; 논문에 보고된 p-tau 진단정확도 AUC: 0.88 | (0.832-0.918) |  | 210.8 | 41.92 | 37.2 | 89.08 | 0.85 | 0.68 | 0.83412 | 0.70542 | 2.6562 | 0.22059 | 0.79124
148 | 87 | Koopman | 2009 | 3 | 1 | AD | 95 | Non-AD dementia | 50 | 1 | 상세: ELISA; 임계값: 50.4; 단위: pg/ml; 논문에 보고된 p-tau 진단정확도 Sn: 80; 논문에 보고된 p-tau 진단정확도 Sp: 60; 논문에 보고된 p-tau 진단정확도 검사정확도: 73; 논문에 보고된 p-tau 진단정확도 AUC: 0.72 | (0.63-0.81) |  | 76 | 20 | 19 | 30 | 0.8 | 0.6 | 0.79167 | 0.61224 | 2 | 0.33333 | 0.73103
149 | 89 | Paraskevas | 2009 | 1 | 0 | AD | 92 | control (normal subjects, that underwent hernia repair or other minor surgery under spinal anaesthesia and which had no symptoms or family history of cognitive decline and no signs of cardio/cerebrovascular disease.) | 68 | 1 | 상세: ELISA; 임계값: 59; 단위: pg/ml; 논문에 보고된 p-tau 진단정확도 검사정확도: 0.82 (Correct classification)
150 | 89 | Paraskevas | 2009 | 3 | 5 | AD | 92 | VD | 23 | 1 | 상세: ELISA; 임계값: 54; 단위: pg/ml; 논문에 보고된 p-tau 진단정확도 검사정확도: 0.84 (Correct classification)
151 | 91 | Shaw | 2009 | 1 | 1 | Autopsy-Based AD | 56 | NC (cognitively normal) | 52 | 1 | ELISA | 23 | pg/ml |  |  |  |  | 67.9 | 73.1 | 73.1 | 67.9 |  |  | 70.4 | 0.753 |  |  | 38.024 | 13.988 | 17.976 | 38.012 | 0.679 | 0.731 | 0.73106 | 0.67893 | 2.5242 | 0.43912 | 0.70404
152 | 93 | Verbeek | 2009 | 4 | 1 | AD | 72 | CAA (cerebral amyloid angiopathy) | 17 | 1 | 상세: ELISA; 임계값: 언급없음; 논문에 보고된 p-tau 진단정확도 Sn: 88.2; 논문에 보고된 p-tau 진단정확도 Sp: 56.5; 논문에 보고된 p-tau 진단정확도 AUC: 0.79 |  |  | 63.504 | 7.395 | 8.496 | 9.605 | 0.882 | 0.565 | 0.8957 | 0.53063 | 2.0276 | 0.20885 | 0.82145
153 | 94 | Welge | 2009 | 4 | 1 | AD | 44 | DCC (depressive cognitive complainers) | 25 | 1 | 상세: ELISA; 임계값: 0.7; 단위: Youden index; 논문에 보고된 p-tau 진단정확도 Sn: 90; 논문에 보고된 p-tau 진단정확도 Sp: 80; 논문에 보고된 p-tau 진단정확도 AUC: 0.885 | (0.801, 0.966) |  | 39.6 | 5 | 4.4 | 20 | 0.9 | 0.8 | 0.88789 | 0.81967 | 4.5 | 0.125 | 0.86377
154 | 94 | Welge | 2009 | 3 | 1 | AD | 44 | NAD (non-Alzheimer dementias) | 87 | 1 | 상세: ELISA; 임계값: 0.7; 단위: Youden index; 논문에 보고된 p-tau 진단정확도 Sn: 87; 논문에 보고된 p-tau 진단정확도 Sp: 83; 논문에 보고된 p-tau 진단정확도 AUC: 0.874 | (0.801, 0.947) |  | 38.28 | 14.79 | 5.72 | 72.21 | 0.87 | 0.83 | 0.72131 | 0.9266 | 5.1176 | 0.15663 | 0.84344
155 | 94 | Welge | 2009 | 5 | 1 | AD | 44 | all other (DCC + NAD) | 112 | 1 | 상세: ELISA; 임계값: 0.7; 단위: Youden index; 논문에 보고된 p-tau 진단정확도 Sn: 87; 논문에 보고된 p-tau 진단정확도 Sp: 83; 논문에 보고된 p-tau 진단정확도 AUC: 0.876 | (0.808, 0.945) |  | 38.28 | 19.04 | 5.72 | 92.96 | 0.87 | 0.83 | 0.66783 | 0.94203 | 5.1176 | 0.15663 | 0.84128
156 | 95 | Herukka | 2008 | 예측 | 1 | MCI progressed to AD | 8 | stable MCI | 13 | 1 | ELISA | 70 | pg/ml | 7 | 6 | 1 | 7 | 87.5 | 54 | [8 empty] | 7 | 5.98 | 1 | 7.02 | 0.875 | 0.54 | 0.53929 | 0.87531 | 1.9022 | 0.23148 | 0.66762
157 | 95 | Herukka | 2008 | 예측 |  | MCI progressed to AD | 8 | stable MCI | 13 | 2 | 상세: MRI (Right hippocampal volume); 임계값: men below 14.9, women below 15.3; 논문에 보고된 p-tau 진단정확도 TP: 7; 논문에 보고된 p-tau 진단정확도 FP: 4; 논문에 보고된 p-tau 진단정확도 FN: 1; 논문에 보고된 p-tau 진단정확도 TN: 9; 논문에 보고된 p-tau 진단정확도 Sn: 87.5; 논문에 보고된 p-tau 진단정확도 Sp: 69 |  |  | 7 | 4.03 | 1 | 8.97 | 0.875 | 0.69 | 0.63463 | 0.8997 | 2.8226 | 0.18116 | 0.76048
158 | 95 | Herukka | 2008 | 예측 |  | MCI progressed to AD | 8 | stable MCI | 13 | 2 | 상세: MRI (Left hippocampal volume); 임계값: men below 14.3, women below 14.1; 논문에 보고된 p-tau 진단정확도 TP: 6; 논문에 보고된 p-tau 진단정확도 FP: 5; 논문에 보고된 p-tau 진단정확도 FN: 2; 논문에 보고된 p-tau 진단정확도 TN: 8; 논문에 보고된 p-tau 진단정확도 Sn: 75; 논문에 보고된 p-tau 진단정확도 Sp: 61.5 |  |  | 6 | 5.005 | 2 | 7.995 | 0.75 | 0.615 | 0.54521 | 0.7999 | 1.9481 | 0.4065 | 0.66643
159 | 95 | Herukka | 2008 | 예측 |  | MCI progressed to AD | 8 | stable MCI | 13 | 2 | 상세: MRI (Right EC volume); 임계값: men below 7.1, women below 7; 논문에 보고된 p-tau 진단정확도 TP: 7; 논문에 보고된 p-tau 진단정확도 FP: 4; 논문에 보고된 p-tau 진단정확도 FN: 1; 논문에 보고된 p-tau 진단정확도 TN: 9; 논문에 보고된 p-tau 진단정확도 Sn: 87.5; 논문에 보고된 p-tau 진단정확도 Sp: 69 |  |  | 7 | 4.03 | 1 | 8.97 | 0.875 | 0.69 | 0.63463 | 0.8997 | 2.8226 | 0.18116 | 0.76048
160 | 95 | Herukka | 2008 | 예측 |  | MCI progressed to AD | 8 | stable MCI | 13 | 2 | 상세: MRI (Left EC volume); 임계값: men below 6.9, women below 6.8; 논문에 보고된 p-tau 진단정확도 TP: 7; 논문에 보고된 p-tau 진단정확도 FP: 4; 논문에 보고된 p-tau 진단정확도 FN: 1; 논문에 보고된 p-tau 진단정확도 TN: 9; 논문에 보고된 p-tau 진단정확도 Sn: 87.5; 논문에 보고된 p-tau 진단정확도 Sp: 69 |  |  | 7 | 4.03 | 1 | 8.97 | 0.875 | 0.69 | 0.63463 | 0.8997 | 2.8226 | 0.18116 | 0.76048
161 | 96 | Kapaki | 2008 | 1 | 1 | AD | 76 | control (healthy subjects) | 93 | 1 | 상세: ELISA; 임계값: 61.8; 단위: pg/ml; 논문에 보고된 p-tau 진단정확도 Sn: 77.2; 논문에 보고된 p-tau 진단정확도 Sp: 79.4; 논문에 보고된 p-tau 진단정확도 AUC: 0.81 | (0.72, 0.89) |  | 58.672 | 19.158 | 17.328 | 73.842 | 0.772 | 0.794 | 0.75385 | 0.80994 | 3.7476 | 0.28715 | 0.78411
162 | 96 | Kapaki | 2008 | 3 | 3 | AD | 76 | FTLD | 34 | 1 | 상세: ELISA; 임계값: 66.6; 단위: pg/ml; 논문에 보고된 p-tau 진단정확도 Sn: 68.4; 논문에 보고된 p-tau 진단정확도 Sp: 85.7; 논문에 보고된 p-tau 진단정확도 AUC: 0.8 | (0.69, 0.88) |  | 51.984 | 4.862 | 24.016 | 29.138 | 0.684 | 0.857 | 0.91447 | 0.54818 | 4.7832 | 0.36873 | 0.73747
163 | 98 | Lewczuk | 2008 | 3 | 1 | early AD | 53 | early other dementias | 15 | 1 | 상세: INNO-BIA AlzBio3; 임계값: 47.9; 단위: pg/ml; 논문에 보고된 p-tau 진단정확도 Sn: 77.4; 논문에 보고된 p-tau 진단정확도 Sp: 73.3; 논문에 보고된 p-tau 진단정확도 PPV: 91.1; 논문에 보고된 p-tau 진단정확도 NPV: 47.8 |  |  | 41.022 | 4.005 | 11.978 | 10.995 | 0.774 | 0.733 | 0.91105 | 0.47861 | 2.8989 | 0.30832 | 0.76496
164 | 99 | Ravaglia | 2008 | 1 | 1 | probable AD | 31 | control | 36 | 1 | ELISA | 36.08 | pg/ml | 18 | 0 | 13 | 36 | 58 | 100 | 100 | 74 | [6 empty] | 18 | 0 | 13 | 36 | 0.58065 | 1 | 1 | 0.73469 | #DIV/0! | 0.41935 | 0.80597
165 | 99 | Ravaglia | 2008 | 3 | 1 | probable AD | 31 | other dementia | 39 | 1 | ELISA | 36.08 | pg/ml | 18 | 19 | 13 | 20 | 58 | 51 | 49 | 61 | [6 empty] | 18 | 19 | 13 | 20 | 0.58065 | 0.51282 | 0.48649 | 0.60606 | 1.1919 | 0.81774 | 0.54286
166 | 103 | Kapaki | 2007b | 1 | 1 | AD | 67 | HC | 72 | 1 | 상세: ELISA; 임계값: 61; 단위: pg/mL; 논문에 보고된 p-tau 진단정확도 Sn: 73.6; 논문에 보고된 p-tau 진단정확도 Sp: 92.9; 논문에 보고된 p-tau 진단정확도 AUC: 0.84 |  |  | 49.312 | 5.112 | 17.688 | 66.888 | 0.736 | 0.929 | 0.90607 | 0.79086 | 10.3662 | 0.28418 | 0.83597
167 | 103 | Kapaki | 2007b | 3 |  | AD | 67 | iNPH | 18 | 1 | 상세: ELISA; 임계값: 47.4; 단위: pg/mL; 논문에 보고된 p-tau 진단정확도 Sn: 88.7; 논문에 보고된 p-tau 진단정확도 Sp: 86.7; 논문에 보고된 p-tau 진단정확도 AUC: 0.83 |  |  | 59.429 | 2.394 | 7.571 | 15.606 | 0.887 | 0.867 | 0.96128 | 0.67334 | 6.6692 | 0.13033 | 0.88276
168 | 105 | Reijn | 2007 | 1 | 1 | AD | 69 | HC | 55 | 1 | 상세: ELISA; 임계값: 67; 단위: ng/L; 논문에 보고된 p-tau 진단정확도 Sn: 91; 논문에 보고된 p-tau 진단정확도 Sp: 84; 논문에 보고된 p-tau 진단정확도 LR+: 5.7; 논문에 보고된 p-tau 진단정확도 AUC: 0.94 | 0.88-0.97 |  | 62.79 | 8.8 | 6.21 | 46.2 | 0.91 | 0.84 | 0.87708 | 0.88151 | 5.6875 | 0.10714 | 0.87895
169 | 105 | Reijn | 2007 | 3 | 5 | AD | 69 | VaD | 26 | 1 | 상세: ELISA; 임계값: 75; 단위: ng/L; 논문에 보고된 p-tau 진단정확도 Sn: 78; 논문에 보고된 p-tau 진단정확도 Sp: 96; 논문에 보고된 p-tau 진단정확도 LR+: 20; 논문에 보고된 p-tau 진단정확도 AUC: 0.94 | 0.87-0.98 |  | 53.82 | 1.04 | 15.18 | 24.96 | 0.78 | 0.96 | 0.98104 | 0.62182 | 19.5 | 0.22917 | 0.82926
170 | 105 | Reijn | 2007 | 1 |  | AD | 69 | HC | 55 | 1 | 상세: xMAP; 임계값: 51; 단위: ng/L; 논문에 보고된 p-tau 진단정확도 Sn: 96; 논문에 보고된 p-tau 진단정확도 Sp: 83; 논문에 보고된 p-tau 진단정확도 LR+: 5.5; 논문에 보고된 p-tau 진단정확도 AUC: 0.93 | 0.87-0.97 |  | 66.24 | 9.35 | 2.76 | 45.65 | 0.96 | 0.83 | 0.87631 | 0.94299 | 5.6471 | 0.048193 | 0.90234
171 | 105 | Reijn | 2007 | 3 | 5 | AD | 69 | VaD | 26 | 1 | 상세: xMAP; 임계값: 51; 단위: ng/L; 논문에 보고된 p-tau 진단정확도 Sn: 83; 논문에 보고된 p-tau 진단정확도 Sp: 89; 논문에 보고된 p-tau 진단정확도 LR+: 7.2; 논문에 보고된 p-tau 진단정확도 AUC: 0.9 | 0.82-0.95 |  | 57.27 | 2.86 | 11.73 | 23.14 | 0.83 | 0.89 | 0.95244 | 0.66361 | 7.5455 | 0.19101 | 0.84642
172 | 107 | Ibach | 2006 | 1 | 1 | AD | 76 | HC | 39 | 1 | 상세: ELISA; 임계값: 65; 단위: pg/mL; 논문에 보고된 p-tau 진단정확도 Sn: 88; 논문에 보고된 p-tau 진단정확도 Sp: 80; 논문에 보고된 p-tau 진단정확도 AUC: 0.85 |  |  | 66.88 | 7.8 | 9.12 | 31.2 | 0.88 | 0.8 | 0.89555 | 0.77381 | 4.4 | 0.15 | 0.85287
173 | 107 | Ibach | 2006 | 3 | 1 | AD | 76 | Non-AD-Dementias | 48 | 1 | 상세: ELISA; 임계값: 69; 단위: pg/mL; 논문에 보고된 p-tau 진단정확도 Sn: 74; 논문에 보고된 p-tau 진단정확도 Sp: 74; 논문에 보고된 p-tau 진단정확도 AUC: 0.78 |  |  | 56.24 | 12.48 | 19.76 | 35.52 | 0.74 | 0.74 | 0.81839 | 0.64255 | 2.8462 | 0.35135 | 0.74
174 | 107 | Ibach | 2006 | 5 | 1 | AD | 76 | non-AD-dementias, mental disorders | 74 | 1 | 상세: ELISA; 임계값: 64; 단위: pg/mL; 논문에 보고된 p-tau 진단정확도 Sn: 80; 논문에 보고된 p-tau 진단정확도 Sp: 77; 논문에 보고된 p-tau 진단정확도 AUC: 0.82 |  |  | 60.8 | 17.02 | 15.2 | 56.98 | 0.8 | 0.77 | 0.78129 | 0.78942 | 3.4783 | 0.25974 | 0.7852
175 | 108 | Parnetti | 2006 | 예측 | 1 | MCI-AD (convert to dementia?) | 11 | sMCI | 33 | 1 | 상세: ELISA; 임계값: 80; 단위: pg/mL; 논문에 보고된 p-tau 진단정확도 Sn: 82; 논문에 보고된 p-tau 진단정확도 Sp: 97; 논문에 보고된 p-tau 진단정확도 PPV: 90; 논문에 보고된 p-tau 진단정확도 NPV: 94; 논문에 보고된 p-tau 진단정확도 검사정확도: 93 |  |  | 9.02 | 0.99 | 1.98 | 32.01 | 0.82 | 0.97 | 0.9011 | 0.94175 | 27.3333 | 0.18557 | 0.9325
176 | 108 | Parnetti | 2006 | 예측 |  | MCI-AD (convert to dementia?) | 11 | sMCI | 33 | 1 | 상세: ELISA; 임계값: 90; 단위: pg/mL; 논문에 보고된 p-tau 진단정확도 Sn: 97; 논문에 보고된 p-tau 진단정확도 Sp: 82; 논문에 보고된 p-tau 진단정확도 LR+: 27; 논문에 보고된 p-tau 진단정확도 검사정확도: 93 |  |  | 10.67 | 5.94 | 0.33 | 27.06 | 0.97 | 0.82 | 0.64238 | 0.98795 | 5.3889 | 0.036585 | 0.8575
177 | 109 | Vanderstichele | 2006 | 5 |  | AD | 76 | Con (age-matched control) | 53 | 1 | 상세: ELISA; 임계값: (언급없음); 논문에 보고된 p-tau 진단정확도 AUC: 0.867 | se=0.031
178 | 109 | Vanderstichele | 2006 | 3 | 2 | AD | 76 | DLB | 51 | 1 | 상세: ELISA; 임계값: (언급없음); 논문에 보고된 p-tau 진단정확도 Sn: 74; 논문에 보고된 p-tau 진단정확도 Sp: 85; 논문에 보고된 p-tau 진단정확도 검사정확도: 78; 논문에 보고된 p-tau 진단정확도 AUC: 0.821 | se=0.036 |  | 56.24 | 7.65 | 19.76 | 43.35 | 0.74 | 0.85 | 0.88026 | 0.6869 | 4.9333 | 0.30588 | 0.78417
179 | 110 | Herukka | 2005 | 1 | 1 | MCI-AD | 23 | HC | 46 | 1 | 상세: ELISA; 임계값: 70; 단위: pg/mL; 논문에 보고된 p-tau 진단정확도 Sn: 87; 논문에 보고된 p-tau 진단정확도 Sp: 73.9; 논문에 보고된 p-tau 진단정확도 AUC: 0.839 | 0.744-0.935 |  | 20.01 | 12.006 | 2.99 | 33.994 | 0.87 | 0.739 | 0.625 | 0.91915 | 3.3333 | 0.17591 | 0.78267
180 | 110 | Herukka | 2005 | 예측 |  | MCI-AD | 23 | sMCI | 55 | 1 | 상세: ELISA; 임계값: 70; 단위: pg/mL; 논문에 보고된 p-tau 진단정확도 Sn: 87; 논문에 보고된 p-tau 진단정확도 Sp: 52.7; 논문에 보고된 p-tau 진단정확도 LR+: 3.33; 논문에 보고된 p-tau 진단정확도 LR-: 0.18 |  |  | 20.01 | 26.015 | 2.99 | 28.985 | 0.87 | 0.527 | 0.43476 | 0.90649 | 1.8393 | 0.24668 | 0.62814
181 | 110 | Herukka | 2005 | 예측 | 1 | MCI-AD | 23 | sMCI-4y f/u | 25 | 1 | 상세: ELISA; 임계값: 70; 단위: pg/mL; 논문에 보고된 p-tau 진단정확도 Sn: 87; 논문에 보고된 p-tau 진단정확도 Sp: 60; 논문에 보고된 p-tau 진단정확도 LR+: 1.84; 논문에 보고된 p-tau 진단정확도 LR-: 0.25 |  |  | 20.01 | 10 | 2.99 | 15 | 0.87 | 0.6 | 0.66678 | 0.8338 | 2.175 | 0.21667 | 0.72938
182 | 112 | Olsson | 2005 | 1 | 1 | AD | 78 | HC | 53 | 1 | 상세: ELISA; 임계값: 87.3; 단위: ng/L; 논문에 보고된 p-tau 진단정확도 Sn: 72; 논문에 보고된 p-tau 진단정확도 Sp: 76; 논문에 보고된 p-tau 진단정확도 AUC: 0.732 | se=0.045 |  | 56.16 | 12.72 | 21.84 | 40.28 | 0.72 | 0.76 | 0.81533 | 0.64842 | 3 | 0.36842 | 0.73618
183 | 112 | Olsson | 2005 | 4 | 1 | AD | 78 | neurologic disease | 128 | 1 | 상세: ELISA; 임계값: 87.3; 단위: ng/L; 논문에 보고된 p-tau 진단정확도 Sn: 72; 논문에 보고된 p-tau 진단정확도 Sp: 95 |  |  | 56.16 | 6.4 | 21.84 | 121.6 | 0.72 | 0.95 | 0.8977 | 0.84774 | 14.4 | 0.29474 | 0.86291
184 | 112 | Olsson | 2005 | 1 |  | MCI-AD | 15 | HC | 53 | 1 | 상세: ELISA; 임계값: 87.3; 단위: ng/L; 논문에 보고된 p-tau 진단정확도 Sn: 53; 논문에 보고된 p-tau 진단정확도 Sp: 76 |  |  | 7.95 | 12.72 | 7.05 | 40.28 | 0.53 | 0.76 | 0.38462 | 0.85105 | 2.2083 | 0.61842 | 0.70926
185 | 117 | Schoonenboom | 2004 | 3 | 3 | EAD | 47 | FTLD | 28 | 1 | 상세: ELISA; 임계값: 54; 단위: pg/mL; 논문에 보고된 p-tau 진단정확도 Sn: 85; 논문에 보고된 p-tau 진단정확도 Sp: 82; 논문에 보고된 p-tau 진단정확도 AUC: 0.866 | 0.767-0.933 |  | 39.95 | 5.04 | 7.05 | 22.96 | 0.85 | 0.82 | 0.88798 | 0.76508 | 4.7222 | 0.18293 | 0.8388
186 | 117 | Schoonenboom | 2004 | 4 | 1 | EAD | 47 | Con (subjective memory complaints, healthy spouses of patients with no memory complaints, positive family history for AD, and intracranial hypertension) | 21 | 1 | 상세: ELISA; 임계값: 54; 단위: pg/mL; 논문에 보고된 p-tau 진단정확도 Sn: 85; 논문에 보고된 p-tau 진단정확도 Sp: 76; 논문에 보고된 p-tau 진단정확도 AUC: 0.879 | 0.783-0.943 |  | 39.95 | 5.04 | 7.05 | 15.96 | 0.85 | 0.76 | 0.88798 | 0.69361 | 3.5417 | 0.19737 | 0.82221
Note on E2: COM: ① AD vs. healthy (normal) ② AD vs. MCI ③ AD vs. other dementia ④ AD vs. 다른 신경학적 질환 ⑤ AD vs. 혼합(구분되지 않음)
Note on H9: COM: cohort 2
Note on S9: COM: 초록 96%, 본문 98%
Note on J62: COM: Two FTLD patients and two CJD patients were excluded from statistical analysis
Note on J82: COM: 초록 34 본문(Table 3) 35
Note on H128: COM: 여자(%)로 산출함
Note on H144: KimHeewon: 기초특성표와 숫자 안 맞음(Table 5 제시내용 그대로 적음)
Note on J144: KimHeewon: 기초특성표와 숫자 안 맞음(Table 5 제시내용 그대로 적음)

## 2_(p-tau)_질환예측정확성
# | Record Number | 제1저자 | 출판연도 | 결과지표 | 변량 | 요인 | 기준? | 결과 | p-value | 환자군 |  |  | 대조군 |  |  | 추적관찰기간
[10 empty] | 정의 | 상세 | N | 정의 | 상세 | N | mean | SD
| 6 | Jung | 2020 | HR | MCI -> AD (univariate) | p-tau | 56.4pg/mL | 4.812 ((95% CI 0.991-23.361) | 0.051
| 6 | Jung | 2020 | HR | MCI -> AD (multivariate: age, sex, edu) | p-tau | 56.4pg/mL | 4.9 (95% CI 0.6-43.3) | 0.149
| 6 | Jung | 2020 | HR | MCI -> AD (multivariate: age, sex, edu, APOE) | p-tau | 56.4pg/mL | 7.0 (95% CI 0.6-88.3) | 0.133
| 6 | Jung | 2020 | HR | MCI -> AD (univariate) | amyloid PET visual | - | 0.533 (95% CI 0.047-6.016) | 0.611
| 6 | Jung | 2020 | HR | MCI -> AD (multivariate: age, sex, edu) | amyloid PET visual | - | 0.421 (95% CI 0.023-7.75) | 0.56
| 6 | Jung | 2020 | HR | MCI -> AD (multivariate: age, sex, edu, APOE) | amyloid PET visual | - | 0.066 (95% CI 0-23.15) | 0.363
| 6 | Jung | 2020 | HR | MCI -> AD (univariate) | amyloid PET SUVR | - | 0.409 (95% CI 0.002-98.369) | 0.749
| 6 | Jung | 2020 | HR | MCI -> AD (multivariate: age, sex, edu) | amyloid PET SUVR | - | 0.045 (95% CI 0-190.165) | 0.467
| 6 | Jung | 2020 | HR | MCI -> AD (multivariate: age, sex, edu, APOE) | amyloid PET SUVR | - | 0.001 (95% CI 0-863.158) | 0.313
| 16 | Blennow | 2019 | HR | dementia(ADNI) | p-tau | 27pg/mL | 2.73 (95% CI 2.02-3.70) |  | 환자군 상세: ptau positive; 환자군 N: 290; 대조군 상세: ptau negative; 대조군 N: 219
| 16 | Blennow | 2019 | HR | dementia(BioF) | p-tau | 27pg/mL | 1.94 (95% CI 1.39-2.72) |  | 환자군 상세: ptau positive; 환자군 N: 292; 대조군 상세: ptau negative; 대조군 N: 124
| 16 | Blennow | 2019 | HR | AD(BioF) | p-tau | 27pg/mL | 3.86 (95% CI 2.51-5.95) |  | 환자군 상세: ptau positive; 환자군 N: 292; 대조군 상세: ptau negative; 대조군 N: 124
| 45 | Mazzeo | 2016 | OR |  | p-tau |  | 8.45 |  | 환자군 정의: AD (MCI-c); 대조군 정의: MCI-nc
| 54 | Palmqvist | 2015 | OR | adjusted: Age, sex, APOE e4 allele, memory function, and hippocampal volume | PET prefrontal |  | 29 (3.6–239) |  | MCI-AD | BioFinder | 34 | HC | BioFinder | 122
| 54 | Palmqvist | 2015 | OR | adjusted: Age, sex, APOE e4 allele, memory function, and hippocampal volume | PET posterior cingulate/ |  | 24 (3.3–182) |  | MCI-AD | BioFinder | 34 | HC | BioFinder | 122
| 54 | Palmqvist | 2015 | OR | adjusted: Age, sex, APOE e4 allele, memory function, and hippocampal volume | PET anterior cingulate |  | 22 (2.9–170) |  | MCI-AD | BioFinder | 34 | HC | BioFinder | 122
| 54 | Palmqvist | 2015 | OR | adjusted: Age, sex, APOE e4 allele, memory function, and hippocampal volume | PET composite |  | 29 (3.6–239) |  | MCI-AD | BioFinder | 34 | HC | BioFinder | 122
| 54 | Palmqvist | 2015 | OR | adjusted: Age, sex, APOE e4 allele, memory function, and hippocampal volume | PET lateral temporal |  | 30 (3.6–250) |  | MCI-AD | BioFinder | 34 | HC | BioFinder | 122
| 54 | Palmqvist | 2015 | OR | adjusted: Age, sex, APOE e4 allele, memory function, and hippocampal volume | PET parietal |  | 25 (3.2–190) |  | MCI-AD | BioFinder | 34 | HC | BioFinder | 122
| 54 | Palmqvist | 2015 | OR | adjusted: Age, sex, APOE e4 allele, memory function, and hippocampal volume | PET sensorimotor |  | 30 (3.8–231) |  | MCI-AD | BioFinder | 34 | HC | BioFinder | 122
| 54 | Palmqvist | 2015 | OR | adjusted: Age, sex, APOE e4 allele, memory function, and hippocampal volume | PET occipital |  | 27 (2.8–263) |  | MCI-AD | BioFinder | 34 | HC | BioFinder | 122
| 54 | Palmqvist | 2015 | OR | adjusted: Age, sex, APOE e4 allele, memory function, and hippocampal volume | PET medial temporal |  | Nonsignificant |  | MCI-AD | BioFinder | 34 | HC | BioFinder | 122
| 60 | Duits | 2014 | HR | Model 1: biomarker unadjusted | P-tau |  | 3.8 (2.0, 7.2) |  | 환자군 정의: AD; 대조군 정의: MCI; 추적관찰기간 mean: 1 to 4 years of follow-up
| 60 | Duits | 2014 | HR | Model 2: biomarker + age + sex | P-tau |  | 3.6 (1.9, 6.9) |  | 환자군 정의: AD; 대조군 정의: MCI
| 60 | Duits | 2014 | HR | Model 3: biomarker + age + sex + baseline MMSE | P-tau |  | 3.6 (1.9, 6.9) |  | 환자군 정의: AD; 대조군 정의: MCI
| 60 | Duits | 2014 | HR | Model 4: biomarker + age + sex + baseline MMSE + APOE status | P-tau |  | 3.2 (1.6, 6.5) |  | 환자군 정의: AD; 대조군 정의: MCI

## 3_(p-tau)_안전성 및 기타결과
# | Record Number | 제1저자 | 출판연도 | 결과지표 | 연구결과
| 16 | Blennow | 2019 | change in MMSE score : 24months | <biomarker positive> ADNI: -2.23 (95% CI -2.53 to -1.94) BioF: -1.99 (95% CI -2.49 to -1.49) <biomarker negative> ADNI: -0.43 (95% CI -0.69 to -0.18) BioF: -1.16 (95% CI -1.48 to -0.84) <difference bwt biomarker +/-> ADNI: -1.80 (95% CI -2.20 to -1.40) BioF: -0.83 (95% CI -1.44 to -0.22) | predictors of clinical decline
| 32 | Frolich | 2017 | serious adverse events | No serious adverse events were reported. | 안전성
| 45 | Mazzeo | 2016 | serious adverse events | No serious adverse events were reported. | 안전성
| 50 | Forlenza | 2015 | complications | we observed a very low incidence of complications related to lumbar puncture (2% of adverse events of any kind), including back pain (1%), headache (0.8%), and dizziness (0.7%). In all cases, complaints were mild, transient, and benign, except for one case requiring blood patch with full recovery. | 안전성

## 약어
약어 | full term
AD | Alzheimer’s disease
ADD | Alzheimer’s disease dementia
ALS | Amyotrophic Lateral Sclerosis
aMCI | amnestic MCI
ARCD | alcohol related cognitive disorders
ARD | alcohol related dementia
bvFTD | behavioral-variant frontotemporal dementia
CAA | cerebral amyloid angiopathy
cAD | classic Alzheimer’s disease
CBD | corticobasal degeneration
CBS | corticobasal syndrome
CJD | Creutzfeldt-Jakob disease
CLEIA | chemiluminescence enzyme immunoassay
CSF | cerebrospinal fluid
CTLs | cognitive status as controls
CU | cognitively unimpaired controls
DCC | depressive cognitive complainers
DLB | dementia with Lewy bodies
ECLIA | ElectroChemiLuminescence Immunoassay
EOAD | early-onset AD
FLD | frontal lobe degeneration
FTD | Frontotemporal Degeneration
FTD | Frontotemporal Dementia
FTDD | Frontotemporal Dementia
HD | Huntington's disease
ICD-10 | International Classification of Diseases, Tenth Revision
iNPH | idiopathic normal pressure hydrocephalus
LBD | Lewy body diseases
LBDD | Lewy body diseases dementia
LLRRC | Luminex with linear regression derived reference concentrations
LOAD | late-onset AD
LORC | Luminex with optimised reference concentrations
MCI | mild cognitive impairment
MSA | multiple system atrophy
MSA-C | multiple system atrophy with a cerebellar type
ND | Neurological controls
ND | Nondemented
NIA-AA | National Institute on Aging-Alzheimer’s Association
NINCDS-ADRDA | National Institute of Neurological and Communicative Disorders and Stroke (NINCDS) and the Alzheimer’s Disease and Related Disorders Association (ADRDA)
NPH | normal pressure hydrocephalus
ODS | other dementia syndrome
OND | Other neurological disease without dementia
OND | other neurological diseases
PCAS | posterior-cortical atrophy syndrome
PD | Parkinson’s disease
PDD | Parkinson’s disease with dementia
PNFA | progressive non-fluent aphasia
PPA | Primary progressive aphasia
preAD | preclinical Alzheimer's disease
PSP | progressive supranuclear palsy
rpAD | rapidly progressive Alzheimer’s disease
SCA3 | spinocerebellar ataxia type 3
SCD | subjective cognitive decline
sCJD | sporadic CJD
SD | semantic dementia
sMCI | stable MCI
VaD | Vascular dimentia
VCI | vascular cognitive impairment
xMAP | multiplex assays