## 선택문헌의 특성
|  |  |  | 연구설계(SD) | [35 empty] | 중재법(I) | [15 empty] | 의료결과 |  | 추적관찰 |  |  |  | 이해상충
[9 empty] | 대상자 선정기준 |  | 환자수 |  | Sex |  | 연령 |  |  | 중증도 |  |  | Tumor | [16 empty] | nephrometry 점수
연번 | ref# | 1저자 | 연도 | 연구국가 | 연구유형 | 모집기간 | 비고 | 대상환자 | 선택기준 | 배제기준 | 전체 | 중재/비교 | 남 | 여 | 단위 | 연령 | 범위/IQR | 지표 | 단위 | 결과 | type |  |  | 개수 | 직경 크기 |  |  |  | clinical stage |  |  | pathological stage |  |  |  | histology | location | 지표 | 결과 | 기술명 | 접근방법 | 치료세션, n | 온도 |  | 시간 | 동결/해동 | 장비 |  | combined therapy | 기술명 | 치료세션, n | 장비 |  | 방법/protocol | combined therapy | 안전성 | 효과성 | 단위 | 기간 | 범위 | 단위 | funding 등 | 기타
[21 empty] | primary | metastasis | multiple tumors(n) |  | 보고단위 | size | 측정단위 | 범위/IQR | cT1a | cT1b | cT2 | pT1a | pT1b | pT2 | pT3이상 | [7 empty] | 동결온도(℃) | 해동온도(℃) |  | cylcle | 장비 | probe |  |  |  | 장비 | probe
1 | 4 | Guidry | 2022 | 미국 | 후향적 코호트 비교 |  | single center, consecutive | 신장암 | included in the study were evaluated by an attending interventional radiologist before the procedure and deemed to be an appropriate candidate for percutaneous thermal ablation. | NR | 240 | 200/40 | 104 | 136 | median | 65 | 27-90 | NR | NR | NR | NR | NR | single tumors | 240 | mean | 30/25 | mm | 13-67 | 194 (158/36) | 46 (42/4) | - | - | - | - | - | NR | NR | P-RAC | low risk(4-6)(90), moderate(7-9)(91), high(>9)(59) | PCA | CT and CT-fluoroscopic | NR | NR | NR | NR | NR | NR | 14-gauge Iceforce probes (Boston Scientific, Marlborough, Massachusetts) |  | MWA | NR | NR | 5gauge Solero probes (Angiodynamics; Lathan, New York, New York) | NR | NR | ` | O | NR | NR | NR | NR | A.J.G. is a speaker for and receives personal fees from Boston Scientific and Terumo, is a consultant for Boston Scientific and Varian, and receives research support from Penumbra and Varian, outside the submitted work. T.M.C. is a speaker, consultant for, and receives personal fees from Boston Scientific and receives research support from Varian, outside the submitted work. None of the other authors have identified a conflict of interest.
2 | 9 | Junker | 2022 | 덴마크 | 전향적 코호트 비교 |  | two hospitals, consecutively enrolled | 신세포암 | Patients aged ≥18 years with histologically verified primary RCC stage cT1N0M0 treated with partial nephrectomy or cryoablation | metastatic disease at the time of diagnosis, conversion from partial to radical nephrectomy, and salvage procedures. | 187 | 101/86 | 72/65 | 29/21 | median | 69.4/63.6 | (IQR) 62.2-76.1/53.5-70.4 | NR | NR | NR | all | - | 8/1 | 194 (107/87) | mean | 3.1±0.91/3.7±1.29 | cm | 1.5-5.8/1.7-7 | 149 (94/55) | 45 (13/32) | - | NA/64 | NA/14 | NA/3 | NA/6 |  |  | RENAL | median 8/7 | PCA | CT | 104 | NR | NR | NR | performed with a double 10-minute freeze, with an 8-minute thaw period in between. | An argon-based cryoablation system (ICEfx system; Boston Scientific, Minneapolis, Minnesota) | 14-gauge or 17-gauge sealed cryoprobes | Cases in which there was a risk of damaging the ureter during the procedure, a double-J stent was inserted | PN | 86 | The 4-armed da Vinci Si robotic surgical system (Intuitive Surgical, Sunnyvale, California) | - | robot-assisted partial nephrectomy and open partial nephrectomy |  | O | X | NR | 90 |  | days | T.J. reports research grant from Boston Scientific. O.Gr. reports research grant and speaker honoraria from Boston Scientific and is an Advisor Board Member of Boston Scientific.
3 | 15 | Lucignani | 2022 | 이탈리아 | 후향적 코호트 비교 |  | two center | T1a 신장암 | NR | NR | 166 | 116/50 | 96 | 70 | median | 75/72 | (IQR) 67-80/59-78 | CCI | median(IQR) | 3 (2-5) | NR | NR | NR |  | median | 2.4 | cm | (IQR) 1.8-3.0 | - | - | - | - | - | - | - |  |  | mRENAL | median 7(5-8) | PCA | CT |  |  |  |  | 2 cycles of about 10 minutes of freezing followed by 8 to 10 minutes of thawing. | the Galil Medical/BTG cryoablation system (Boston Scientific, MN) | 17-gauge cryoprobes. |  | MWA |  | Emprint Ablation System (Covidien, Boulder, CO), composed by a 100 W generator and a straight probe with a pump for system refrigeration |  |  |  | O | O | median | 26/24 | 13-46/14-36 | months | funding 언급없음, no COI
4 | 113 | Chan | 2022 | 영국 | 후향적 코호트 비교 |  | consecutive | 신세포암 | adult patients who underwent image-guided CRYO, RFA, or laparosocpic LPN for cT1N0M0 histology-confirmed RCC were included for the study. | Patients presenting with multiple renal tumours, recurrence, inherited RCC syndromes, or a solitary kidney. Patients with a history ofLPN, CRYO, or RFA ofthe same kidney were also excluded | 238 | 72/87/79 | 42/59/52 | 30/28/27 | median | 72/73/59 | (IQR)62-76/66-78/49-67 | CCI | median(IQR) | 3/4/2 (2-4.5/3-5/1-4) | NR | NR | NR |  | median | 2.85/2.80/2.5 | cm | (IQR) 2.5-3.45/2.4-3.4/2.1-3.0 | - | - | - | 238 | - | - | - |  |  | RENAL | 6/6/5 (5-7/5-8/4-8) | PCA | CT | NR | NR | NR | NR | two cycles of freezing-thawing | cryoablation generator (Boston Scientific, MA, USA) |  |  | RFA/LPN | NR | RFA : an impedance-controlled 200-W generator (Boston Scientific, MA, USA) |  |  |  | O | O | median | 75/98/71 | (IQR) 66.8-86.5/61.2-135.1/64.6-99.7 | months | Research Grant – Boston Scientific/ Education Grant – Angiodynamics
4 | 113 | Chan | 2022 | 영국 | 후향적 코호트 비교 |  | consecutive | 신세포암 | adult patients who underwent image-guided CRYO, RFA, or laparosocpic LPN for cT1N0M0 histology-confirmed RCC were included for the study. | Patients presenting with multiple renal tumours, recurrence, inherited RCC syndromes, or a solitary kidney. Patients with a history ofLPN, CRYO, or RFA ofthe same kidney were also excluded | 58 | 31/13/14 | 22/6/6 | 9/7/8 | median | 77/78/57 | (IQR) 65-80/65-79/44-67 | CCI | median(IQR) | 4/3/3 (3-6/2.5-4.0/0.5-4.5) | NR | NR | NR |  | median | 4.5/4.5/4.45 | cm | (IQR) 4.1-5.1/4.5-4.8/4.2-5.3 | - | - | - | - | 58 | - | - |  |  | RENAL | 9/7/7 (7-10/7-9/5-8) | PCA | CT | NR | NR | NR | NR | two cycles of freezing-thawing | cryoablation generator (Boston Scientific, MA, USA) |  |  | RFA/LPN | NR | RFA : an impedance-controlled 200-W generator (Boston Scientific, MA, USA) |  |  |  | O | O | median | 72.5/59.5/67.9 | (IQR) 42.0-100.9/27.5-99.39/50.8-91.3 | months | Research Grant – Boston Scientific/ Education Grant – Angiodynamics
5 | 119 | Koebe | 2022 | 미국 | 후향적 코호트 비교 |  | consecutive, Two institutional | cT1a 신세포암 | NR | NR | 347 | 83/93/171 | 231 | 116 | mean | 67.5±9.1 | - | NR | NR | NR | NR | NR | NR |  | median | (max) 2.6/2.7/2.5 | cm | (IQR) 2.2-3.1/2.2-3.2/1.9-3 | 347 | - | - | - | [5 empty] | RENAL | 7/7/6 (6-9/5-8/5-8) | PCA | CT or US | NR | NR | NR | NR | NR | NR | 1.7 or 2.4 mm cryoprobes (PCS-17, PCS-24, Endocare) |  | RFA/MWA |  | RFA : A 200-W, water-cooled system with 17-gauge electrode(s) (Cool-Tip, Medtronic) or 250-W, water-cooled system with 15-gauge (Starburst, AngioDynamics) electrode / MWA : A 2.45-GHz, gas-cooled system with 17-gauge antennas (PR or LK, NeuWave Medical) |  |  |  | O | O |  |  |  |  | No | The authors state that this work has not received any funding.
6 | 203 | Bianchi | 2022 | 이탈리아 | 후향적 코호트 비교 | 2007.01.-2019.07. | Propensity score matching (1:1), two tertiary centers, PN vs ablation(CA, RFA) 비교 목적이나, 세부군으로 결과보고됨 | cT1a 신장암 | NR | NR | 274 | 74/63/137 | 181 | 93 | median | 72 | (IQR) 63-77 | CCI | median(IQR) | 2 (1-3) | NR | NR | NR | NR | median | 2.4 | cm | (IQR) 1.8-3.0 | all | - | - | - | - | - | - | - | - | PADUA risk score | low 153, intermediate 106, high 15 | PCA | US/CT guidance | NR | NR | NR | NR | double “freeze– thaw cycle” | the Precise system (Galil Medical, Arden Hills, MN, USA) | IceRod needles | NR | RFA/PN | NR | Cool-tip RF Ablation System E Series (Covidien, Boulder, CO, USA). |  | laparoscopic or robotassisted PN |  | O | O | median | 58 | (IQR) 40-84 | months | funding 언급없음, no COI | None declared.
7 | 244 | Bianchi | 2021 | 이탈리아 | 후향적 코호트 비교 | 2007.01.-2019.07. | two tertiary centers | clinically localized (cN0 M0) renal mass (cT1) |  |  | 816 | 83/68/665 | 539 | 277 | median | 65 | (IQR) 55-74 | CCI | median(IQR) | 5 (4-6) | NR | NR | single(790), 2(72), >2(14) | NR | median | 3 | cm | (IQR) 2.2-4.5 | 674 | 142 | - | - | - | - | - | - | - | PADUA risk score | low 389, intermediate 316, high 111 | PCA | US/ CT guidance | NR | NR | NR | NR | double “freeze– thaw cycle” | The precise system (galil Medical, arden hills, MN, USa) | icerod needles | NR | RFA/PN | NR | a Cooltip rF ablation System e Series (Covidien inc., Boulder, Co, USa) |  | open, laparoscopic or robot assisted pN |  | X | O | median | 61 | (IQR) 33-93 | months | No | no conflict of interest with any financial organization regarding the material discussed in the manuscript.
8 | 127 | Umari | 2022 | 이탈리아 | 후향적 코호트 비교 | PCA 2011~, AS 2010~ | two different institutions, consecutively enrolled or treated | small renal masses | in ongoing prospective protocols with a minimum follow-up of 6 months | NR | 134 | 59/75 | 46/47 | 13/28 | mean | 70.27±9.12/69.47±13.16 | 45-88/31-87 | CCI | NR | 0(21/15), 1-3(31/44), >4(7/16) | - | - | - | NR | mean | 22.20±±8.18/19.52±8.85 | mm | 5-40/6-40 | - | - | - | - | - | - | - | - | - | NR | NR | PCA | CT | NR | NR | NR | NR | NR | Visual-iCe System (galil Medical) | 2 to 4 sealed argon 17-g cryoprobes | NR | AS | NR | NR | NR | AS protocol were followed with a standardized follow-up schedule including serial abdominal imaging every 6 months in the first three years and annually thereafter | NR | O | O | mean | 33.39±14.94/36.83±25.17 | 8-62/6-111 | months | No | The authors certify that there is no conflict of interest with any financial organization regarding the material discussed in the manuscript.
9 | 283 | Uemura | 2021 | 일본 | 후향적 코호트 비교 | 2006.03.-2019.11. | consecutive patients | cT1 RCC | underwent plain- and contrast-enhanced abdominal CT scans for RCC diagnosis and clinical staging. Supplementary magnetic resonance imaging was provided as needed for thorough evaluation of the tumour. | NR | 126 | 48/78 | 41/63 | 7/15 | median | 78/61 | (IQR) 70-82/52-69 | ASA score | median(IQR) | 1(2/59), 2(30/18), 3(16/1) | NR | NR | NR | NR | median | (max) 26/19 | mm | (IQR) 20-34/15-23 | 46/73 | 2/5 | - | -/70 | -/4 | - | -/1 |  |  | RENAL | ≤6(21/40), 7-9(22/35), ≥10(5/3) | PCA | CT | NR | NR | NR | NR | Two freezing and thawing cycles | CRYO-HIT System (Galil Medical Ltd, Yokneam, Israel) | Multiple 17-gauge probes (typically three) | NR | RaPN | NR | da Vinci Surgical System (Intuitive Surgical, Sunnyvale, CA, USA) |  | retroperitoneal approach was performed for tumours located on the posterior side of the renal hilum., transperitoneal |  | O | O | median | 12/18.5 | (IQR) 6-32/12-30 | months | No | no competing financial interests.
10 | 314 | Garcia | 2021 | 브라질 | 후향적 코호트 비교 | 2008.11.-2017.04. | single-center retrospective study | T1a primary renal neoplasms | patients older than 18 years with primary renal tumors T1a smaller than 4 cm. | younger than 18 years who underwent multiple surgical procedures during the same encounter, metastatic disease and all tumors >4 cm | 122 | 59/63 | NR | NR | mean | 62.5±14.1/54.8±11.9 | - | NR | NR | NR | all | - | NR | NR | NR | NR | NR | NR | - | - | - | - | - | - | - | - | - | NR | NR | PCA | US and/or intermittent CT | 63 | NR | NR | two freezing cycles of 10 min were performed, interspersed by one cycle of active thaw of six minutes | two freezing cycles of 10 min were performed, interspersed by one cycle of active thaw of six minutes | NR | 2.4mm renal cryo (Endocare, Inc, Austin TX, USA), 17 or 23 cm long, | NR | RaPN | 69 | da Vinci robot system (Intuitive Surgical, Sunnyville, CA) | NR | NR | NR | O | X | NR | NR | NR | NR | No | This study was not supported by any funding.
11 | 172 | Loloi | 2020 | 미국 | 후향적 코호트 비교 | 2010-2015 | Prospectively maintained databases, multicenter | renal cortical neoplasms | NR | NR | 1265 | 390/875 | NR | NR | NR | NR | NR | NR | NR | NR | NR | NR | NR | NR | NR | NR | NR | NR | NR | NR | NR | NR | NR | NR | NR | NR | NR | NR | NR | PCA/LCA | NR | NR | NR | NR | NR | NR | NR | NR | NR | RFA | NR | NR | NR | NR | NR | X | O | mean | 13.7 | 1-65 | months | funding 언급없음, no COI | The authors declare no potential conflicts of interest with respect to research, authorship, and/or publication of this article.
12 | 349 | Yanagisawa | 2020 | 일본 | 후향적 코호트 비교 | 2011.11.-2019.12. | Propensity score matching (1:1) | cT1 renal tumors | (1) Any cT1 tumor, irrespective of location and cystic type; (2) patient is able to maintain a prone position for at least 90 minutes; (3) patient has comorbidities or is considered a high risk for surgery, (4) patient prefers PCA even after demonstrating understanding that PCA is considered an alternative treatment | educated about the risks and benefits of both surgeries by the surgeons, who encouraged patients to choose LPN if they were candidates for that procedure. | 180 | 90/90 | 68/73 | 22/17 | median | 68.5/69.5 | (IQR) 61-76/63-75 | CCI | median(IQR) | 1(1-2)/ 1(0-2) | NR | NR | NR | NR | mean | 27.6±9.7/28.8±9.5 | mm | - | 78/77 | 12/13 | - | - | - | - | - | - | - | RENAL | 6(5-7)/6(5-8) | PCA | CT or MRI | NR | NR | NR | cycle of 15-minute freeze, 5-minute thaw, and 15-minute refreeze | cycle of 15-minute freeze, 5-minute thaw, and 15-minute refreeze | cryoablation system (CryoHit, Galil Medical, Yokneam, Israel) | 17-gauge cryoneedles (IceRod, Galil Medical) | NR | LPN | NR | NR | NR | a transperitoneal or retroperitoneal approach, | NR | O | O | median | 33/18 | NR | months | funding 언급없음, no COI
13 | 380 | Morkos | 2020 | 미국 | 후향적 코호트 비교 |  | single-center, consecutive patients, 중재는 전향적으로 모집(prospective observational study), 분석은 NCBD(national cancer database)의 비교군과 매칭되어 비교됨 | single, sporadic, biopsy-proven RCC |  |  | 13224 | 134/13,090 | 61/5,829 | 73/7,261 | median | 68/- | 35-88/- | NR | NR | NR | NR | NR | single tumors/- | NR | median | 2.8±1.4/- | cm | 0.5-7.0/- | - | - | - | 115/11,249 | 19/1,841 | - | - | - | - | NR | NR | PCA | CT | NR | NR | NR | 10-minute freeze, an 8-minute thaw, and a 10-minute refreeze. | 10-minute freeze, an 8-minute thaw, and a 10-minute refreeze. | NR | Galil Medical (Yokneam, Israel) or Endocare (Irvine, Calif) | NR | PN | NR | NR | NR | NR | NR | X | O | median | 7.4/- | 0.6-12.25/ (IQR) 5.5-9.2 | years | funding 언급없음, no COI
14 | 412 | Rembeyo | 2020 | 프랑스 | 후향적 코호트 비교 | 2010.02.-2016.05. | prospectively collected data, consecutive patients, | cT1b Renal Tumors | solitary renal mass > 4 cm (cT1b) with the absence of nodal or distant metastasis (N0 and M0). | multiple RCC, bilateral RCC, metastatic RCC, and patients with an American Society of Anesthesiologists score > 4. | 102 | 55/36/11 | 37/28/7 | 18/8/4 | median | 72/60/84 | 60-80/54.8-66/76-86 | ASA score | NR | 1(13/17/0), 2(21/17/6), 3(20/2/3), 4(1/0/2) | NR | NR | NR | NR | median | 46.0/45.0/42 | mm | 41.0-54.0/40.0-54.5/40.0-45.0 | - | all | - | - | - | - | - | - | - | RENAL | low (12/11/2), intermeidate(10/25/3), high(32/0/8) | PCA | CT | NR | NR | NR | NR | NR | NR | Cryoprobes (IceRod 1.5 i-Thaw) | NR | RaPN/RFA | NR | da Vinci surgical system (Intuitive Surgical, Sunnyvale, CA)/Cool-tip RF single, multiple, or cluster electrodes | NR | NR | NR | O | O | median | 19.9/23.7/51.3 | 15.5-27.2/15.5-32.2/31.1-56.5 | months | funding 언급없음, no COI
15 | 434 | De Cobelli | 2020 | 이탈리아 | 후향적 코호트 비교 | 2014.01.-2018.03. | consecutive patients | T1a renal cancer | T1a renal cancer and with either a contraindication to surgery (comorbidities with increased risk of surgical resection, impaired renal function, solitary kidney, von Hippel–Lindau syndrome) or refusing surgical treatment | they were pregnant or had coagulopathies which could not be managed with medication. | 72 | 44/28 | 33/24 | 11/4 | median | 69.9/66.2 | 34-89/44-85 | NR | NR | NR | NR | NR | NR | 83 (51/32) | median | 21.84±12/22.28±10.5 | mm | - | all? | - | - | - | - | - | - | - | - | RENAL | low(15/3), medium(30/19), high(6/10) | PCA | CT | NR | NR | NR | two 10-minute freeze–thaw cycles. passive thawing (1–3 min based on the size of the lesion) followed the first cycle and active thawing (1–5 min) the second |  | Seed-Net GoldÒ Cryoablation Systems, Galil Medical (Arden Hills, Minnesota, USA). | Probes (Ice-Rods, Ice-Spheres and/or Ice Seeds) | NR | MWa | NR | the EmprintTM Ablation SystemwithThermosphereTMTechnology(Covidien/Medtronic, Minneapolis, Minnesota, USA) | NR | NR | NR | O | O | median | 22/20 | (IQR) 28/20 | months | No | No funding supported this study. non conflict of interest.
16 | 511 | Andrews | 2019 | 미국 | 후향적 코호트 비교 | 2000.-2011. | Mayo Clinic, Tompson 장기추적연구(ref#1132) | primary cT1N0M0 renal masses | NR | All renal masses with radiographic evidence of extension beyond the kidney or extension into the renal or segmental veins | 1422 | 187/1,055/180 | 123/114/646 | 64/409/66 | median | 72/62/72 | (IQR) 65-79/52-69/64-78 | NR | NR | NR | all | - | NR | NR | median | 2.82.4/1.9 | cm | (IQR) 2.4-3.4/1.8-3.1/1.5-2.5 | all | - | - | - | - | - | - | - | - | NR | NR | PCA | NR | NR | NR | NR | NR | NR | NR | NR | NR | PN/RFA | NR | NR | NR | NR | NR | X | O | median | 6.3/9.4/7.5 | NR | years | No
16 | 511 | Andrews | 2019 | 미국 | 후향적 코호트 비교 | 2000.-2011. | Mayo Clinic, Tompson 장기추적연구(ref#1133) | cT1bN0M0 renal masses patients | NR | All renal masses with radiographic evidence of extension beyond the kidney or extension into the renal or segmental veins | 376 | 52/324 | 39/222 | 13/102 | median | 77/61 | (IQR) 69.5-83/52-70 | NR | NR | NR | all | - | NR | NR | median | 4.8/5.0 | cm | (IQR) 4.4-5.6/4.5/5.5 | - | all | - | - | - | - | - | - | - | NR | NR | PCA | NR | NR | NR | NR | NR | NR | NR | NR | NR | PN | NR | NR | NR | NR | NR | X | O | median | 6.0/8.7 | NR | years | No
17 | 522 | Zhou | 2019 | 미국 | 후향적 코호트 비교 | 2006.10.-2016.12. | consecutive patients | biopsy-proven T1aN0M0 RCCs | NR | NR | 297 | 26/244/27 | 15/159/20 | 11/85/7 | mean | 72 | 24-90 | ASA score | n | ≤2(25/222/26), >2(1/22/1) | NR | NR | NR | 26/244/27 | mean | 2.4/2.4/2.2 | cm | 1.3-3.9/0.4-3.9/1.2-3.5 | - | - | - | all | - | - | - | - | - | RENAL | mean 6.2/6.1/6.2 | PCA | CT | NR | NR | NR | NR | NR | PerCryo; Endocare Cryocare Systems, Healthtronics, Inc., Austin, TX) | 1.3- to 3.8-mm diameter cryoprobes | Ancillary procedures were used in selected cases to minimize the risk of thermal injury to adjacent anatomical structures. Hydrodissection using 5% dextrose in water solution (RF ablation) or 0.9% saline (cryoablation and MWA) was performed in 30% (88/297) of cases, most frequently for cryoablation, to displace adjacent colon (29). Ureteral stent placement and retrograde pyeloperfusion was performed in 11% (32/297) of cases for centrally located RCC to protect the renal pelvis and ureter during ablation (30). | RFA/MWA | NR | Covidien Cool-tip RF Ablation System & Switching Controller; Medtronic, Minneapolis, MN/14-gauge antenna of the 2.45 GHz AMICA system (HS Medical, Boca Raton, FL). | NR | NR | Ancillary procedures were used in selected cases to minimize the risk of thermal injury to adjacent anatomical structures. Hydrodissection using 5% dextrose in water solution (RF ablation) or 0.9% saline (cryoablation and MWA) was performed in 30% (88/297) of cases, most frequently for cryoablation, to displace adjacent colon (29). Ureteral stent placement and retrograde pyeloperfusion was performed in 11% (32/297) of cases for centrally located RCC to protect the renal pelvis and ureter during ablation (30). | O | O | max | 2 |  | years | NR
18 | 638 | Zhou | 2018 | 미국 | 후향적 코호트 비교 | 2006.10.-2016.10. |  | clinical stage T1N0M0 biopsy-proven RCCs |  |  | 384 | 41/305/38 | 23/210/28 | 18/30/10 | mean | 72/72/69 | 42-90/22-88/51-88 | ASA score |  | ≤2(38/268/37), >2(3/37/1) | NR | NR | NR | 437 (46/347/44) | mean | 2.9/2.7/2.5 | cm | 1.3-6.1/0.4-6.1/1.2-6.9 | 34/291/40 | 12/56/4 | - | - | - | - | - | - | - | RENAL | 6.3/6.3/6.2 (4.0-10.0/4.0-10.0/4.0-10.0) | PCA | CT | NR | NR | NR | NR | NR | NR | 1.3–3.8 mm in diameter (PerCryo, Endocare, and Cryocare; Healthtronics, Austin, Texas) | NR | RFA/MWA | NR | 17-gauge internally cooled clustered electrode applicators (Covidien Cooltip RF Ablation System and Switching Controller; Medtronic, Minneapolis, Minnesota) / 14- or 16-gauge antennae of the 2.4-GHz AMICA system (HS Medical, Boca Raton, Florida) |  |  |  | O | O | max | 1 |  | months | funding 언급없음, no COI
19 | 571 | Frausse | 2019 | 프랑스 | 후향적 코호트 비교 | 2009.-2016. | Propensity score matching (1:1) | renal tumours | All patients treated for a localized renal tumour with RAPN or PCA | patients lacking radiological follow-up, patients with missing information regarding RENAL nephrometry score or histological data, patients with a history of contralateral kidney tumour and patients with other metastatic cancers. | 354 | 177/177 | 120/128 | 57/49 | mean | 69.94±9.38/59.89±10.75 | - | NR | NR | NR | NR | NR | NR | 177/177 | mean | 25.94±8.55/27.65±9.19 | mm | - | 170/170 | 7/7 | - | - | - | - | - | - | - | RENAL | 4-6(71/71), 7-9(96/96), 10-12(10/10) | PCA | CT | NR | NR | NR | 10-min freezing cycles, each followed by a 10-min passive thawing cycle | double freeze–thaw cycle | Thirdgeneration cryotechnology (Galil Medical, Arden Hills, MN, USA) with an argon/helium gas system | 17-gauge cryoprobes (IceRod or IceSphere) | NR | RaPN | NR | da Vinci surgical system (Da Vinci Xiâ; Intuitive Surgical, Sunnyvale, CA, USA) | NR | transperitoneal approach | NR | O | O | median | 62.59/39.03 | NR | months | funding 언급없음, no COI
20 | 617 | Hasegawa | 2018 | 일본 | 후향적 코호트 비교 | 2006.03.-2014.10. | multi-center data. | cT1b RCC | NR | NR | 46 | 23/23 | 20/19 | 3/4 | median | 66.5/77 | 39-87/44-86 | Performance status |  | 0(14/15), 1-4(9/8) | NR | NR | NR | NR | median | 4.6/4.4 | cm | 4.1-6.5/4.1-6.5 | - | all | - | - | - | - | - | - | - | NR | NR | PCA | CT | 25 | NR | NR | NR | NR | cryoablation system (CryoHit; Galil Medical) | 17-G cryoprobes (IceSeed or IceRod; Galil Medical, Yokneam, Israel) | Selective renal artery embolization was performed in 8 (35%) and 13 (57%) patients before RFA and cryoablation, | RFA | 33 | a switching controller system (Cool-Tip Switching Controller; Medtronic), cluster needle (Cluster CoolTip RF Ablation System; Medtronic) | internally cooled electrode (Cool-Tip RF Ablation System; Medtronic, Minneapolis, MN), multitined expandable electrode (LeVeen; Boston Scientific, Natick, MA) |  | Selective renal artery embolization was performed in 8 (35%) and 13 (57%) patients before RFA and cryoablation, respectively (P =0.14). | O | O | median | 23.0/32.8 | 3.1-63.9/2.6-86.8 | months | funding 언급없음, no COI
21 | 641 | Mason | 2018 | 미국 | 후향적 코호트 비교 | PN 1974-2013, PCA 2003-2013 | Mayo Clinic. | patients with synchronous bilateral renal masses | NR | Patients were excluded if they had metastatic disease at the time of their procedure. | 88 | 12/76 | 11/54 | 1/22 | median | 67/62 | (IQR) 56-71/50-71 | CCI | n | 0(4/33), 1(2/21), 2(3/14), 3(2/7), 4(0/0), 5(2/1) | NR | NR | NR | 28/249 | median | (max) 2.6/4.6 | cm | (IQR) 2.4-3.2/3.4-6.5) | - | - | - | - | - | - | - | - | - | RENAL | 4-6(15/-), 7-9(9/-), 10-12(4/-) | PCA | CT | 13 | -100C | NR | NR | NR | The Perc-24 cryoablation system (Endocare, Inc, Irvine, California) | The Perc-24 cryoprobe | NR | PN | 76 | NR | NR | NR | NR | O | O | median | 1.2/3.2 | (IQR) 0.3-3.6/ 1.5-7.5 | years | funding 언급없음, no COI
22 | 744 | Mason | 2017 | 미국 | 후향적 코호트 비교 | 2003.-2013. | single institution, PS matching(1:1), reweighting by IPW | solitary renal mass | NR | Patients with distant metastases, Stage 5 CKD, or who were receiving renal replacement therapy at the time of the procedure | ①2,131(매칭전), ② 778(ps 매칭), ③2,008(re-weighting by IPW) | ①481/1650, ②389/389, ③410/1,598 | ①334/999, ②261/266, ③254/1,004 | ①147/651, ②128/123, ③156/594 | mean | ①69.4±11.4/58.9±12.2, ②67.7±11.6/66.7±9.5, ③61.1±13.9/61.3±11.8 | NR | NR | NR | NR | NR | NR | NR | NR | mean | (max) ①3.1±1.3/3.5±2.0, ②3.2±1.4/3.1±1.5, ③3.3±1.5/3.4±1.9 | cm | NR | - | - | - | - | - | - | - | - | - | NR | NR | PCA | NR | ①481, ②389, ③410 | NR | NR | NR | NR | NR | NR | NR | PN | ①1,650, ②389, ③1,598 | NR | NR | NR | NR | X | O | NR | 3 | NR | months | No
23 | 683 | Bhindi | 2018 | 미국 | 후향적 코호트 비교(전향적모집) | 2005.01.-2015.10. | prospectively maintained renal tumor registry, Mayo Clinic Registries, A Propensity Score Analysis | single, clinically localized, noncystic primary renal tumor | NR | multiple tumors, salvage procedures (ie, prior ipsilateral treatments), inherited tumor syndromes, and a tumor in a transplanted kidney. | 118(매칭전) | 54/64 | 39/47 | 15/17 | median | 67/62 | (IQR) 57-74/56-67 | CCI | median(IQR) | 2(0-4)/2(0-3) | all | - | NR | NR | median | 2.6/3.8 | cm | (IQR) 2.0-3.7/2.4-6.2 | 44/35 | 10/29 | T1b에 일부 포함 | - | - | - | - | - | - | RENAL | 7(6-9)/8(6-10) | PCA | CT and/or ultrasound | NR | NR | NR | NR | NR | NR | NR | NR | PN | NR | NR | NR | NR | NR | O | O | median | 47 | (IQR) 18-74 | months | No
24 | 987 | Chen | 2016 | 미국 | 후향적 코호트 비교 | 2004.01.-2014.01. | single institution, 180 consecutive ablation procedures performed in 156 patients. 6 ablation 건수 분석에서 제외됨. Ablation 수 기준으로 제시됨 | renal tumors | NR | NR | 156 | ablation 수 104/70 | 65/52 | 39/18 | mean | 70±11/70.8±13 | 44-92/32-90 | NR | NR | NR |  |  |  | NR | mean | 3.0±1.4/3.2±1.6 | cm | 0.7-7.6/1.0-10.2 | - | - | - | - | - | - | - | - | - | NR | NR | PCA | CT | 104 | NR | NR | NR | NR | PerCryo CryoProbe system (Endocare, Irvine, California). | NR | Hydrodissection was performed in nine of 104 cryoablation cases (8.7%) | pRFA | 70 | RF 3000 system (Boston Scientific, Natick, Massachusetts) or StarBurst system (AngioDynamics, Queensbury, New York) | NR | NR | Hydrodissection was performed in six of 70 RF ablation cases(8.6%) | O | O | NR | NR | NR | NR | funding 언급없음, no COI
25 | 1000 | Chehab | 2016 | 미국 | 후향적 코호트 비교 | 2011.01.-2013.03. | consecutive renal tumors | T1a Tumors | NR | Patients younger than 18 years or those who underwent multiple surgical procedures during the same encounter (e.g., open partial nephrectomy and cholecystectomy) were excluded | 160 | 34/26/100 | 73%/69%/68% | 27%/31%/32% | mean | 69.1/61.2/59 | 51-85/48-78/30-85 | CCI | mean±SD | 7.14±1.398/5.0±1.020/4.98±1.335 | NR | NR | NR | NR | mean | 2.11/2.59/2.32 | cm | 1-4/1.2-4/1.1-4 | - | - | - | - | - | - | - | - | - | RENAL | 6.48/6.34/5.67 | PCA | CT | 37 | NR | NR | NR | at least two freeze–thaw cycles | Visual-ICE® Cryoablation system (Galil Medical ,St. Paul,MN) | NR | NR | OPN/RaPN | 26/102 | NR | NR | under general anesthesia in a standard surgical suite. | NR | O | cost | mean | 22.1 | NR | months | No | No competing financial interests exist.
26 | 1051 | Tracy | 2015 | 미국 | 후향적 코호트 비교 | 2010.01.-2013.05. |  | patients with renal masses <4 cm | NR | NR | 123 | 55/68 | 37/48 | 18/20 | median | 71 | (IQR) 63-77 | ASA score | NR | 1(4/1), 2(21/29), 3(27/37) | NR | NR | NR | NR | n | <1.5cm(9/12), 1.5-2.49cm(27/36), >2.5cm(14/19) | cm | NR | - | - | - | - | - | - | - | - | - | RENAL | 4(8/7), 5(13/14), 6(7/14), 7(10/15), 8(6/8), 9(5/6), 10(4/3) | PCA | CT | NR | NR | NR | NR | NR | NR | NR | NR | RFA | NR | NR | NR | NR | NR | O | X | NR | NR | NR | NR | NR
27 | 1107 | Woldu | 2015 | 미국 | 후향적 코호트 비교 | 2007.-2013. |  | patients with an SRM less than 4 cm in maximum diameter |  |  | 150 | 30/90/30 | 21/61/17 | 9/29/13 | mean | 64.2±15.1/58.7±15.1/69.0±10.6 | NR | NR | NR | NR | NR | NR | NR | NR | mean | 2.1±0.9/2.8±0.9/2.3±0.6 | cm | NR | - | - | - | - | - | - | - | - | - | RENAL | 6.6±2.1/6.1±1.8/5.6±1.5 | PCA | CT | NR | NR | NR | NR | double freeze/thaw cycle | NR | NR | NR | PN/RFA | NR | NR | NR | OPN, LPN, RPN(각 30명) | NR | X | O | NR | NR | NR | NR | J.L. is a paid consultant for Galil Medical Ltd. and a principal investigator on a Galil Medical Ltd. supported clinical trial. Galil Medical Ltd. is a manufacturer of cryoablation equipment.
28 | 1116 | Miller | 2015 | 미국 | 후향적 코호트 비교 | 2001.06.-2012.05. | consecutive percutaneous renal ablation procedures | clinical T1a renal masses |  |  | 95 | 58/38 | NR | NR | mean | 84.0±3.0 | 80-92 | ASA score | n | II(18), III(81), IV(1) | NR | NR | NR | 105(61/44) | mean | 3.0±0.7/2.3±0.8 | cm | 1.1-4.0/0.8-4.0 | all | - | - | - | - | - | - | - | - | NR | NR | PCA | CT | 58 | NR | NR | NR | NR | The Endocare Cryocare system (HealthTronics, Austin, TX) | NR | NR | RFA | 41 | RITA StarBurst device (AngioDynamics, Latham, NY) | NR | NR | NR | O | O | NR | NR | NR | NR | Matthew Callstrom has received research support from Galil Medical, GE Medical, Siemens Medical, and Thermedical. He is also a consultant for Covidien, Endocare, and Medtronic. No competing financial interests exist for the remaining authors.
29 | 1132 | Thompson | 2015 | 미국 | 후향적 코호트 비교 | 2000.-2011. | prospectively maintained Mayo Clinic Renal Tumor Registry. | sporadic, localized (N0M0), cT1 solid renal masses - T1a환자대상 | NR | Patients with a history of prior renal cell carcinoma (RCC) or genetic syndromes | 1424 | 187/1,057/180 | 123/647/114 | 64/410/66 | median | 72/62/72 | (IQR) 65-79/52-69/64-78 | Charlson score | median(IQR) | 2(0-3)/1(0-2)/1(0-3) | all |  |  | NR | median | 2.8/2.4/1.9 | cm | (IQR) 2.4-3.4/1.8-3.1/1.5-2.5 | all | - | - | - | - | - | - | - | - | NR | NR | PCA | CT | NR | −100C | NR | NR | NR | The Perc-24 cryoablation system (Endocare, Inc, Irvine, California) | The Perc-24 cryoprobe | NR | PN/RFA | NR | NR | NR | NR | NR | X | O | NR | NR | NR | NR | No | R. Houston Thompson certifies that all conflicts of interest, including specific financial interests and relationships and affiliations relevant to the subject matter or materials discussed in the manuscript (eg, employment/affiliation, grants or funding, consultancies, honoraria, stock ownership or options, expert testimony, royalties, or patents filed, received, or pending), are the following: None.
29 | 1132 | Thompson | 2015 | 미국 | 후향적 코호트 비교 | 2000.-2011. | prospectively maintained Mayo Clinic Renal Tumor Registry. | sporadic, localized (N0M0), cT1 solid renal masses - T1b 환자 대상 |  | Patients with a history of prior renal cell carcinoma (RCC) or genetic syndromes | 379 | 53/326 | 39/223 | 14/103 | median | 77/61 | (IQR) 69-83/52-70 | Charlson score | median(IQR) | 2(1-4)/1(0-2) | all |  |  | NR | median | 4.8/5.0 | cm | (IQR) 4.4-5.4/4.5-5.5 | - | all | - | - | - | - | - | - | - | NR | NR | PCA | CT | NR | −100C | NR | NR | NR | The Perc-24 cryoablation system (Endocare, Inc, Irvine, California) | The Perc-24 cryoprobe | NR | PN | NR | NR | NR | NR | NR | X | O | NR | NR | NR | NR | No | R. Houston Thompson certifies that all conflicts of interest, including specific financial interests and relationships and affiliations relevant to the subject matter or materials discussed in the manuscript (eg, employment/affiliation, grants or funding, consultancies, honoraria, stock ownership or options, expert testimony, royalties, or patents filed, received, or pending), are the following: None.
30 | 1215 | Hartman | 2014 | 미국 | 후향적 코호트 비교 | 2006.09.-2012.06. | consecutive patients | suspected renal cell carcinoma (RCC). |  |  | 219 | 114/105 | 62/56 | 38/44 | mean | 68±12/55±13 | 31-88/19-81 | NR | NR | NR | - | - | - | NR | mean | 2.5±1.1/3.9±2.3 | cm | 0.5-6/1-14 | - | - | - | - | - | - | - | - | - | NR | NR | PCA | CT | NR | NR | NR | NR | NR | NR | NR | NR | PN | NR | NR | NR | NR | NR | O | X | NR | 1 | NR | years | funding 언급없음, no COI
31 | 1346 | Truesdale | 2013 | 미국 | 후향적 코호트 비교 | 2002.01.-2011.06. |  | small renal masses | NR | NR | 116 | 57/59 | 82 | 34 | mean | 72/71 | 45-92/32-90 | ASA score | NR | 2(9/15), 3(56/56) | - | - | - | NR | mean | 3.3/3.0 | cm | 1.5-7.6/0.9-10.2 | - | - | - | - | - | - | - | - | - | NR | NR | PCA | CT | 65 | NR | NR | NR | two freeze/thaw cycles | NR | PerCryo CryoProbes; Endocare, Irvine, California | NR | RFA | 71 | RF 3000 Radiofrequency Ablation System (Boston Scientific, Natick, Massachusetts) or the StarBurst Radiofrequency Ablation System (AngioDynamics, Queensbury, New York) | NR | NR | NR | O | O | NR | NR | NR | NR | O | Research for the present study was funded by the Nicolo Fund for Kidney Cancer Research. S.W.S. has research funded by Bard and B. Braun. None of the other authors have identified a conflict of interest.
32 | 1360 | Atwell | 2013 | 미국 | 후향적 코호트 비교 | 2000.05.-2010.11. |  | Renal Masses Measuring 3.0 cm and Smaller | If the tumor was deemed technically amenable to ablation, the patient was scheduled for treatment with either RFA or cryoablation. | NR | 385 | 163/222 | 107/141 | 56/81 | mean | 68.2/68.8 | 38-92/28-91 | NR | NR | NR | - | - | - | 445(189/256) | mean | 2.3±0.5/1.9±0.5 | cm | 1.1-3.0/0.6-3.0 | - | - | - | - | - | - | - | - | - | NR | NR | PCA | CT | NR | NR | NR | NR | NR | Endocare cryoablation system (HealthTronics) | NR | Hydrodisplacement was performed in the treatment of 95 tumors to displace the tumor from critical adjacent structures, such as bowel, adrenal gland, or body wall. Ureteral stents were placed in 20 patients to allow retrograde irrigation of the ureter to minimize risk of ureteral or collecting system injury. | RFA | NR | From 2000 to 2002, we primarily used the RITA device (Angiodynamics). Since 2002, we have used an impedance-based internally cooled RFA device (Cool-tip, Covidien). | Nr | NR | NR | O | O | max | 5 | NR | years | O | M. R. Callstrom has received research grants from Siemens Healthcare and Endocare.
33 | 1570 | Atwell | 2012 | 미국 | 후향적 코호트 비교 | 2000.05.-2010.11. | collected prospectively and retrospectively in an institutional review board–approved treatment registry | renal tumors | NR | NR | 533 | NR | 217/160 | 94/94 | mean | 70±11/69±12 | 24-93/28-91 | NR | NR | NR | - | - | - | 633(344/289) | mean | 3.2±1.3/2.1±0.8 | cm | 1.1-8.9/0.6-6.5 | - | - | - | - | - | - | - | - | - | NR | NR | PCA | Ultrasound (US) and occasionally computed tomography guidance | 311 | NR | NR | NR | NR | Endocare cryoablation system (Endocare, Irvine, California) | average of three 2.4-mm or 1.7-mm (outer diameter) cryoprobes (range, 1–13) | NR | RFA | 254 | RITA device (AngioDynamics, Queensbury, New York), impedance-based, internally cooled RF ablation device (Cool-tip; Covidien, Boulder, Colorado). | NR | NR | NR | O | X | NR | NR | NR | NR | funding 언급없음, no COI
34 | 1372 | Schmit | 2013 | 미국 | 후향적 코호트 비교 | 2000.05.-2012.01. | Mayo Clinic institutional review | renal tumors | NR | NR | 627 | NR | 405 | 222 | mean | 68.7±12.3 | NR | NR | NR | NR | - | - | - | 751(430/321) | mean | 3.1±1.3/2.0±0.8 | cm | NR | - | - | - | - | - | - | - | - | - | RENAL | 7.2±1.9/6.1±1.8 | PCA | CT | NR | NR | NR | NR | NR | NR | NR | NR | RFA | NR | NR | NR | NR | NR | O | O | mean | 27.9±27.8 | NR | months | O | Financial interest and/or other relationship with Endocure and Siemens Medical.
35 | 1573 | Wehrenberg-Klee | 2012 | 미국 | 후향적 코호트 비교 | 2004.04.-2010.04. |  | renal masses | Patients were included in the study if they had a preprocedural GFR of less than 60 mL/min/1.73 m2 and had received 1-month follow-up creatinine measurements. | NR | 48 | 22/26 | 38 | 10 | mean | 73 | 47-89 | NR | NR | NR | - | - | - | NR | median | 3.43±1.79 | cm | 0.9-10.2 | - | - | - | - | - | - | - | - | - | NR | NR | PCA | CT | NR | NR | NR | NR | NR | NR | one to four cryoprobes (PerCryo CryoProbes, Endocare, Irvine, California) | NR | RFA | NR | RF generator (RF 3000 Radiofrequency Ablation System, Boston Scientific, or Starburst Radiofrequency Ablation System, Angiodynamics) | NR | NR | NR | X | O | NR | 1 | NR | years |  | Research for the present study was funded by Palmira Nicolo Fund for Kidney Cancer Research.
36 | 1696 | Cornelis | 2011 | 프랑스 | 후향적 코호트 비교 | 2003.-2010. |  | primary renal cell carcinoma | patients with any de novo tumor, solid or cystic, which developed in a renal graft and was treated with thermal ablation—radiofrequency (RF) ablation or cryoablation. Histopathologic confi rmation was required for solid tumors only | NR | 20 | (tumor) 5/19 | 9 | 11 | median | 52 | 21-75 | NR | NR | NR | all | - | - | 24(5/19) | median | 19.5 | mm | 6-40 | - | - | - | - | - | - | - | - | - | NR | NR | PCA | CT or US | NR | NR | NR | NR | NR | NR | NR | NR | RFA | NR | NR | NR | NR | NR | X | O | mean | 27.9 | 7-71 | months | No | 안전성 추출불가(비교군간 제시안됨)
37 | 1718 | Altunrende | 2011 | 미국 | 후향적 코호트 비교 | 2002.04.-2010.05. |  | renal mass | Only patients with a solitary kidney were included in analysis | NR | 65 | 29/36 | 19/21 | 10/15 | median | 65/63 | 45-74/51-72 | ASA score | mean | 2.97±0.37/3.0±0.66 | - | - | - | 94(40/54) | mean | 2.43±0.9/2.72±1.05 | cm | (IQR) 1.8-3.0/1.9-3.4 | - | - | - | - | - | - | - | - | - | NR | NR | PCA | CT fluoroscopic guidance | 36 | NR | NR | NR | Two cycles of cryoablation | NR | The 1.7 or 2.4 mm in diameter Endocare cryoprobe(s) (HealthTronics®) | NR | RFA | 48 | NR | 25 cm 7.3Fr StarBurst® FLEX ablation electrode | NR | NR | O | O | median | 15.1/38.8 | 4.4-32.9/13.8-50.7 | months | O | Financial interest and/or other relationship with Endocare.
38 | 1776 | Pirasteh | 2011 | 미국 | 후향적 코호트 비교 | 2006.06.-2009.06. |  | small renal massess | NR | NR | 111 | 70/41 | NR | NR | mean | 70 | 31-91 | NR | NR | NR | - | - | - | NR | mean | 2.2 | cm | 0.8-4.8 | - | - | - | - | - | - | - | - | - | NR | NR | PCA | CT | NR | NR | NR | NR | NR | NR | NR | NR | RFA | NR | NR | NR | NR | NR | O | O | NR | NR | NR | NR | NR
39 | 2082 | Bandi | 2008 | 미국 | 후향적 코호트 비교 | 2000.10.-2006.06. | consecutive patients | small renal masses | NR | NR | 93 | 58/20/15 | NR | NR | mean | 66/69/63 | NR | ASA score | mean | 3/3/3 | - | - | - | 103(68/20/15) | mean | 2.6/2.2/2.2 | cm | NR | - | - | - | - | - | - | - | - | - | NR | NR | PCA/LCA | NR | NR | NR | NR | NR | NR | NR | NR | NR | RFA | NR | NR | NR | NR | NR | O | O | NR | NR | NR | NR | NR
40 | 2404 | Allaf | 2005 | 미국 | 후향적 코호트 비교 | 2003.06.-2004.02. |  | renal tumors | NR | NR | 24 | 10/14 | 10/11 | 0/3 | mean | 66.5/68.1 | 36-84/39-86 | ASA score | NR | 3(4/4), 4(6/10) | - | - | - | 26(11/15) | mean | 2.3/2.0 | cm | 1.0-4.0/1.3-3.3 | - | - | - | - | - | - | - | - | - | NR | NR | PCA | CT | 11 | NR | NR | Two 10-minute freeze cycles, | Two 10-minute freeze cycles, | NR | 2.4-mm probes (Cryocare; Endocare, Irvine, Calif) | NR | RFA | 15 | NR | NR | NR | NR | X | O | NR | NR | NR | NR | No | Authors stated no financial relationship to disclose.

## 안전성_범주형
연번 | ref# | 1저자 | 연도 | 연구유형 | 연구대상자 | 중재군 | 비교군 | 안전성 결과지표 | [5 empty] | 중재군 결과 |  |  |  |  | 비교군 결과 |  |  | 두 군간 차이
[8 empty] | 범주 | 중분류 | 결과지표 | 측정단위 | 측정시점 | 상세/비고 | Total N | Event n | % | 세부내용 | Total N | Event n | % | 세부내용 | p-value | 비고
1 | 4 | Guidry | 2022 | 후향적 코호트 비교 | 신장암 | PCA | MWA | 시술후 | major | major AE | 환자/tumor 당 |  | Society of Interventional Radiology classification system, with grade 3 or higher considered major Aes, perinephric and retroperitoneal hematomas (n = 9), nonhemorrhagic hypotension requiring therapy (n = 1), hemorrhagic shock (n = 1), and perinephric abscess with associated colonic fistula (n = 1). | 200 | 9 | 4.5 |  | 40 | 3 | 7.5 |  | NR
2 | 9 | Junker | 2022 | 전향적 코호트 비교 | 신세포암 | PCA | PN | 시술후 | 전체 | 전체 합병증률 | 치료세션 당 발생건수 | 시술 후 90일 내 |  | 104 | 24 | 23.0769 | grade 1(3), grade 2(11), 3a(2), 3b(6), grade 4a(2) | 86 | 20 | 23.2558 | 모두 수술후 30일내 발생, grade 1(2), 2(15), 3b(3) | 0.98
2 | 9 | Junker | 2022 | 전향적 코호트 비교 | 신세포암 | PCA | PN | 시술후 | major | major complications | 치료세션 당 발생건수 | 시술 후 90일 내 | ClavienDindo grade of 3–4. | 104 | 10 | 9.6154 |  | 86 | 3 | 3.4884 |  | 0.15
2 | 9 | Junker | 2022 | 전향적 코호트 비교 | 신세포암 | PCA | PN | 시술후 | major | minor complications | 치료세션 당 발생건수 | 시술 후 90일 내 | ClavienDindo grade of 1–2. | 104 | 14 | 13.4615 | pain, skin infections, dehydration, urinary tract infection, hematomas, urine retention, and abscess | 86 | 17 | 19.7674 | Similar complications were observed after partial nephrectomy. | 0.32
2 | 9 | Junker | 2022 | 전향적 코호트 비교 | 신세포암 | PCA | PN | 시술후 | 전체 | 전체 합병증률 | 치료세션 당 발생건수 | 시술 후 30일 내 |  | 104 | 14 | 13.4615 |  | 86 | 20 | 23.2558 |  | 0.08
2 | 9 | Junker | 2022 | 전향적 코호트 비교 | 신세포암 | PCA | PN | 시술중 | 전체 | 전체 합병증률 |  |  |  | 104 | 2 | 1.9231 | suspicion of organ perforation(1), skin injury(1) | 86 | 2 | 2.3256 | 수혈이 요구된 출혈(2) | NR
2 | 9 | Junker | 2022 | 전향적 코호트 비교 | 신세포암 | PCA | PN | 시술후 | 입원 | 30일내 재입원율 |  |  |  | 104 | 11 | 10.5769 |  | 86 | 12 | 13.9535 |  | 0.48
3 | 15 | Lucignani | 2022 | 후향적 코호트 비교 | T1a 신장암 | PCA | MWA | 시술후 | 전체 | 전체 합병증률 |  |  |  | 116 | 42 | 36.2069 |  | 50 | 12 | 24 |  | 0.12
3 | 15 | Lucignani | 2022 | 후향적 코호트 비교 | T1a 신장암 | PCA | MWA | 시술후 | 출혈 | 시술 후 출혈 |  |  |  | 116 | 35 | 30.1724 |  | 50 | 9 | 18 |  | 0.1
3 | 15 | Lucignani | 2022 | 후향적 코호트 비교 | T1a 신장암 | PCA | MWA | 시술후 | 기흉 | 기흉(pneumothorax) |  |  |  | 116 | 3 | 2.5862 |  | 50 | 1 | 2 |  | 1
3 | 15 | Lucignani | 2022 | 후향적 코호트 비교 | T1a 신장암 | PCA | MWA | 시술후 | 폐렴 | 폐렴(pneumonia) |  |  |  | 116 | 1 | 0.86207 |  | 50 | 1 | 2 |  | 1
3 | 15 | Lucignani | 2022 | 후향적 코호트 비교 | T1a 신장암 | PCA | MWA | 시술후 | 혈뇨 | 혈뇨(hematuria) 또는 UT disruption |  |  |  | 116 | 1 | 0.86207 |  | 50 | 2 | 4 |  | 0.2
3 | 15 | Lucignani | 2022 | 후향적 코호트 비교 | T1a 신장암 | PCA | MWA | 시술후 | 발열 | 단일증상의 발열(Monosymptomatic fever) |  |  |  | 116 | 1 | 0.86207 |  | 50 | 1 | 2 |  | 0.51
3 | 15 | Lucignani | 2022 | 후향적 코호트 비교 | T1a 신장암 | PCA | MWA | 시술후 | 신경 손상 | 일시적인 신경 손상(Transitory nerve damage) |  |  |  | 116 | 0 | 0 |  | 50 | 2 | 4 |  | 0.1
3 | 15 | Lucignani | 2022 | 후향적 코호트 비교 | T1a 신장암 | PCA | MWA | 시술후 | major | major complications |  |  | Clavien≥3a | 116 | 2 | 1.7241 |  | 50 | 3 | 6 |  | 0.15
3 | 15 | Lucignani | 2022 | 후향적 코호트 비교 | T1a 신장암 | PCA | MWA | 시술후 | 출혈 | 출혈 |  |  | Clavien 3a | 116 | 2 | 1.7241 | underwent trans arterial embolization (TAE) for postoperative bleeding (Clavien 3a) | 50 | 2 | 4 | underwent trans arterial embolization (TAE) for postoperative bleeding (Clavien 3a) | 0.3
3 | 15 | Lucignani | 2022 | 후향적 코호트 비교 | T1a 신장암 | PCA | MWA | 시술후 | 기타 | collecting system rupture |  |  | Clavien 3a | 116 | 0 | 0 |  | 50 | 1 | 2 | collecting system rupture for a completely endophytic mass, which was managed by percutaneous nephrostomy placement (Clavien 3a) | 0.3
4 | 113 | Chan | 2022 | 후향적 코호트 비교 | 신세포암(T1a) | PCA | RFA | 시술후 | 전체 | 수술후 합병증률 | 명 |  |  | 72 | 8 | 11.1111 |  | 87 | 16 | 18.3908
4 | 113 | Chan | 2022 | 후향적 코호트 비교 | 신세포암(T1a) | PCA | LPN | 시술후 | 전체 | 수술후 합병증률 | 명 |  |  | 72 | 8 | 11.1111 |  | 71 | 10 | 14.0845
4 | 113 | Chan | 2022 | 후향적 코호트 비교 | 신세포암(T1a) | PCA | RFA | 시술후 | Clavien 분류 | Clavien Grade 1 합병증률 | 명 |  |  | 72 | 6 | 8.3333 | small subcapsular haematoma, Pressure point on thigh-bear hugger, Small stable pneumothorax without intervention, Small perinephric haematoma, Lateral cutaneous paraesthesia | 87 | 6 | 6.8966 | skin burn, pain along the right lateral side cutaneous nerve distribution, paraesthesia, pain without intervention, self-limiting macroscopic haematruia | 0.817 | PCA, RFA, LPN 세군간의 비교
4 | 113 | Chan | 2022 | 후향적 코호트 비교 | 신세포암(T1a) | PCA | RFA | 시술후 | Clavien 분류 | Clavien Grade 2 합병증률 | 명 |  |  | 72 | 1 | 1.3889 | Obstruction due to clots – managed conservatively | 87 | 6 | 6.8966 | small subcapsular haematoma, dropped Hb and BP - no cause found, urinary retention requiring catheter, tiny left pneumothorax small | 0.983 | PCA, RFA, LPN 세군간의 비교
4 | 113 | Chan | 2022 | 후향적 코호트 비교 | 신세포암(T1a) | PCA | RFA | 시술후 | Clavien 분류 | Clavien Grade 3 합병증률 | 명 |  |  | 72 | 1 | 1.3889 | Urinary retention | 87 | 3 | 3.4483 | ureteric stricture | 0.713 | PCA, RFA, LPN 세군간의 비교
4 | 113 | Chan | 2022 | 후향적 코호트 비교 | 신세포암(T1a) | PCA | RFA | 시술후 | Clavien 분류 | Clavien Grade 4 합병증률 | 명 |  |  | 72 | 0 | 0 |  | 87 | 1 | 1.1494 | myocardial infarction after general anaesthesia | 0.438 | PCA, RFA, LPN 세군간의 비교
4 | 113 | Chan | 2022 | 후향적 코호트 비교 | 신세포암(T1a) | PCA | LPN | 시술후 | Clavien 분류 | Clavien Grade 1 합병증률 | 명 |  |  | 72 | 6 | 8.3333 | small subcapsular haematoma, Pressure point on thigh-bear hugger, Small stable pneumothorax without intervention, Small perinephric haematoma, Lateral cutaneous paraesthesia | 71 | 4 | 5.6338 | chest infection, wound infection, ileus, other | 0.817 | PCA, RFA, LPN 세군간의 비교
4 | 113 | Chan | 2022 | 후향적 코호트 비교 | 신세포암(T1a) | PCA | LPN | 시술후 | Clavien 분류 | Clavien Grade 2 합병증률 | 명 |  |  | 72 | 1 | 1.3889 | Obstruction due to clots – managed conservatively | 71 | 4 | 5.6338 | bleeding/haemorrhage, chest infection, other | 0.983 | PCA, RFA, LPN 세군간의 비교
4 | 113 | Chan | 2022 | 후향적 코호트 비교 | 신세포암(T1a) | PCA | LPN | 시술후 | Clavien 분류 | Clavien Grade 3 합병증률 | 명 |  |  | 72 | 1 | 1.3889 | Urinary retention | 71 | 2 | 2.8169 | bleeding/haemorrhage, other | 0.713 | PCA, RFA, LPN 세군간의 비교
4 | 113 | Chan | 2022 | 후향적 코호트 비교 | 신세포암(T1a) | PCA | LPN | 시술후 | Clavien 분류 | Clavien Grade 4 합병증률 | 명 |  |  | 72 | 0 | 0 |  | 71 | 0 | 0 |  | 0.438 | PCA, RFA, LPN 세군간의 비교
4 | 113 | Chan | 2022 | 후향적 코호트 비교 | 신세포암(T1b) | PCA | RFA | 시술후 | 전체 | 수술후 합병증률 | 명 |  |  | 31 | 6 | 19.3548 |  | 13 | 2 | 15.3846
4 | 113 | Chan | 2022 | 후향적 코호트 비교 | 신세포암(T1b) | PCA | LPN | 시술후 | 전체 | 수술후 합병증률 | 명 |  |  | 31 | 6 | 19.3548 |  | 14 | 1 | 7.1429
4 | 113 | Chan | 2022 | 후향적 코호트 비교 | 신세포암(T1b) | PCA | RFA | 시술후 | Clavien 분류 | Clavien Grade 1 합병증률 | 명 |  |  | 31 | 2 | 6.4516 | reactive effusion and left lower lobe consolidation, moderate subcapsular haematoma | 13 | 1 | 7.6923 | skin burn | 0.817 | PCA, RFA, LPN 세군간의 비교
4 | 113 | Chan | 2022 | 후향적 코호트 비교 | 신세포암(T1b) | PCA | RFA | 시술후 | Clavien 분류 | Clavien Grade 2 합병증률 | 명 |  |  | 31 | 2 | 6.4516 | syncope/vasovagal episode, atrial flutter post procedure | 13 | 0 | 0 |  | 0.983 | PCA, RFA, LPN 세군간의 비교
4 | 113 | Chan | 2022 | 후향적 코호트 비교 | 신세포암(T1b) | PCA | RFA | 시술후 | Clavien 분류 | Clavien Grade 3 합병증률 | 명 |  |  | 31 | 2 | 6.4516 | Urinary retention | 13 | 1 | 7.6923 | calyceal-cutaneous fistula | 0.713 | PCA, RFA, LPN 세군간의 비교
4 | 113 | Chan | 2022 | 후향적 코호트 비교 | 신세포암(T1b) | PCA | RFA | 시술후 | Clavien 분류 | Clavien Grade 4 합병증률 | 명 |  |  | 31 | 0 | 0 |  | 13 | 0 | 0 |  | 0.438 | PCA, RFA, LPN 세군간의 비교
4 | 113 | Chan | 2022 | 후향적 코호트 비교 | 신세포암(T1b) | PCA | LPN | 시술후 | Clavien 분류 | Clavien Grade 1 합병증률 | 명 |  |  | 31 | 2 | 6.4516 | reactive effusion and left lower lobe consolidation, moderate subcapsular haematoma | 14 | 1 | 7.1429 | wound infection | 0.817 | PCA, RFA, LPN 세군간의 비교
4 | 113 | Chan | 2022 | 후향적 코호트 비교 | 신세포암(T1b) | PCA | LPN | 시술후 | Clavien 분류 | Clavien Grade 2 합병증률 | 명 |  |  | 31 | 2 | 6.4516 | syncope/vasovagal episode, atrial flutter post procedure | 14 | 0 | 0 |  | 0.983 | PCA, RFA, LPN 세군간의 비교
4 | 113 | Chan | 2022 | 후향적 코호트 비교 | 신세포암(T1b) | PCA | LPN | 시술후 | Clavien 분류 | Clavien Grade 3 합병증률 | 명 |  |  | 31 | 2 | 6.4516 | Urinary retention | 14 | 0 | 0 |  | 0.713 | PCA, RFA, LPN 세군간의 비교
4 | 113 | Chan | 2022 | 후향적 코호트 비교 | 신세포암(T1b) | PCA | LPN | 시술후 | Clavien 분류 | Clavien Grade 4 합병증률 | 명 |  |  | 31 | 0 | 0 |  | 14 | 0 | 0 |  | 0.438 | PCA, RFA, LPN 세군간의 비교
5 | 119 | Koebe | 2022 | 후향적 코호트 비교 | cT1a 신세포암 | PCA | RFA | 시술후 | 전체 | 전체 합병증률 |  | 시술후 30일내 |  | 83 | 8 | 9.6386 |  | 93 | 15 | 16.129 |  | 0.11-0.15
5 | 119 | Koebe | 2022 | 후향적 코호트 비교 | cT1a 신세포암 | PCA | RFA | 시술후 | Clavien 분류 | Clavien grade ≥2 합병증률 |  | 시술후 30일내 |  | 83 | 5 | 6.0241 |  | 93 | 3 | 3.2258 |  | 0.11-0.15
5 | 119 | Koebe | 2022 | 후향적 코호트 비교 | cT1a 신세포암 | PCA | MWA | 시술후 | 전체 | 전체 합병증률 |  | 시술후 30일내 |  | 83 | 8 | 9.6386 |  | 171 | 20 | 11.6959 |  | 0.11-0.15 | modality간 p값의 범위로 제시됨
5 | 119 | Koebe | 2022 | 후향적 코호트 비교 | cT1a 신세포암 | PCA | MWA | 시술후 | Clavien 분류 | Clavien grade ≥2 합병증률 |  | 시술후 30일내 |  | 83 | 5 | 6.0241 |  | 171 | 7 | 4.0936 |  | 0.11-0.15 | modality간 p값의 범위로 제시됨
5 | 119 | Koebe | 2022 | 후향적 코호트 비교 | cT1a 신세포암 | PCA | RFA | 시술후 | 전체 사망 | 30일 사망률 |  | 시술후 30일내 |  | 83 | 0 | 0 |  | 93 | 0 | 0
5 | 119 | Koebe | 2022 | 후향적 코호트 비교 | cT1a 신세포암 | PCA | MWA | 시술후 | 전체 사망 | 30일 사망률 |  | 시술후 30일내 |  | 83 | 0 | 0 |  | 171 | 0 | 0
6 | 203 | Bianchi | 2022 | 후향적 코호트 비교 | cT1a 신장암 | PCA | RFA | 시술후 | 전체 | 전체 합병증률 |  |  | urinary leakage, aucte renal failure, pleural effusion, pneumonia, cardiological, deep venous thrombosis-pulmonary embolism | 74 | 9 | 12.1622 |  | 63 | 7 | 11.1111 |  | 0.8
6 | 203 | Bianchi | 2022 | 후향적 코호트 비교 | cT1a 신장암 | PCA | RFA | 시술후 | Clavien 분류 | Clavien grade 1 합병증률 |  |  |  | 74 | 4 | 5.4054 |  | 63 | 3 | 4.7619 |  | 0.4
6 | 203 | Bianchi | 2022 | 후향적 코호트 비교 | cT1a 신장암 | PCA | RFA | 시술후 | Clavien 분류 | Clavien grade 2 합병증률 |  |  |  | 74 | 3 | 4.0541 |  | 63 | 0 | 0
6 | 203 | Bianchi | 2022 | 후향적 코호트 비교 | cT1a 신장암 | PCA | RFA | 시술후 | Clavien 분류 | Clavien grade 3 합병증률 |  |  |  | 74 | 2 | 2.7027 |  | 63 | 1 | 1.5873
6 | 203 | Bianchi | 2022 | 후향적 코호트 비교 | cT1a 신장암 | PCA | RFA | 시술중후 | 수혈 | 수혈 | 명 |  |  | 74 | 0 | 0 |  | 63 | 2 | 3.1746 |  | 0.1
6 | 203 | Bianchi | 2022 | 후향적 코호트 비교 | cT1a 신장암 | PCA | PN | 시술후 | 전체 | 전체 합병증률 |  |  | urinary leakage, aucte renal failure, sepsis, pleural effusion, pneumonia, cardiological, deep venous thrombosis-pulmonary embolism | 74 | 9 | 12.1622 |  | 137 | 34 | 24.8175 | urinary leakage, aucte renal failure, sepsis, pleural effusion, pneumonia, cardiological, deep venous thrombosis-pulmonary embolism | NR
6 | 203 | Bianchi | 2022 | 후향적 코호트 비교 | cT1a 신장암 | PCA | PN | 시술후 | Clavien 분류 | Clavien grade 1 합병증률 |  |  |  | 74 | 4 | 5.4054 |  | 137 | 13 | 9.4891
6 | 203 | Bianchi | 2022 | 후향적 코호트 비교 | cT1a 신장암 | PCA | PN | 시술후 | Clavien 분류 | Clavien grade 2 합병증률 |  |  |  | 74 | 3 | 4.0541 |  | 137 | 17 | 12.4088
6 | 203 | Bianchi | 2022 | 후향적 코호트 비교 | cT1a 신장암 | PCA | PN | 시술후 | Clavien 분류 | Clavien grade 3 합병증률 |  |  |  | 74 | 2 | 2.7027 |  | 137 | 3 | 2.1898
6 | 203 | Bianchi | 2022 | 후향적 코호트 비교 | cT1a 신장암 | PCA | PN | 시술후 | Clavien 분류 | Clavien grade 3b 합병증률 |  |  |  | 74 | 0 | 0 |  | 137 | 1 | 0.72993
6 | 203 | Bianchi | 2022 | 후향적 코호트 비교 | cT1a 신장암 | PCA | PN | 시술중후 | 수혈 | 수혈 |  |  |  | 74 | 0 | 0 |  | 137 | 7 | 5.1095 |  | NR
9 | 283 | Uemura | 2021 | 후향적 코호트 비교 | cT1 RCC | PCA | RaPN | 시술후 | Clavien 분류 | Clavien grade ≥3 합병증률 | 명 |  |  | 48 | 1 | 2.0833 |  | 78 | 2 | 2.5641 |  | 0.86
9 | 283 | Uemura | 2021 | 후향적 코호트 비교 | cT1 RCC | PCA | RaPN | 시술중 | 출혈 | open conversion이 요구되는 출혈 | 명 |  |  | NR | NR | NR |  | 78 | 1 | 1.2821 |  | NR
10 | 314 | Garcia | 2021 | 후향적 코호트 비교 | T1a primary renal neoplasms | PCA | RaPN | 시술중후 | Clavien 분류 | minor complications(grade 1-2) |  |  |  | 63 | 0 | 0 |  | 69 | 2 | 2.8986 | (Clavien DiDO, CD II) One was intense pain (score 8/10) at the recovery room, and the other was a small second-degree skin burn on the site of the dispersive pad. | 0.069
10 | 314 | Garcia | 2021 | 후향적 코호트 비교 | T1a primary renal neoplasms | PCA | RaPN | 시술중후 | Clavien 분류 | major complications(grade 3-4) |  |  |  | 63 | 2 | 3.1746 | (CD Iva and IIIb) One was a case of acute renal failure (CDIVa), which required dialysis and prolonged hospitalization (9 days), but having a complete reversal after adequate clinical support. The other complication was a post-procedure bleeding (CD IIIb) with clot formation in the bladder, which required cystoscopy and double-J catheter implantation. | 69 | 1 | 1.4493 | (CD Iva) intraoperative bleeding, which required red blood cells transfusion.
12 | 349 | Yanagisawa | 2020 | 후향적 코호트 비교 | cT1 renal tumors | PCA | LPN | 시술후 | 전체 | 전체 합병증률 | 명 |  |  | 90 | 5 | 5.5556 |  | 90 | 10 | 11.1111 |  | 0.28
12 | 349 | Yanagisawa | 2020 | 후향적 코호트 비교 | cT1 renal tumors | PCA | LPN | 시술후 | 기술적인 부분 | technical | 명 |  |  | 90 | 3 | 3.3333 |  | 90 | 3 | 3.3333 |  | 0.21
12 | 349 | Yanagisawa | 2020 | 후향적 코호트 비교 | cT1 renal tumors | PCA | LPN | 시술후 | Clavien 분류 | severe (Clavien grade ≥3) 합병증률 | 명 |  |  | 90 | 1 | 1.1111 |  | 90 | 3 | 3.3333 |  | 0.62
12 | 349 | Yanagisawa | 2020 | 후향적 코호트 비교 | cT1 renal tumors | PCA | LPN | 시술후 | Clavien 분류 | Clavien grade ≥2 합병증률 | 명 |  |  | 90 | 4 | 4.4444 | Hemopneumothorax (IIIa)(1), Atrium thrombosis (II)(1), Colon frostbite (II)(1), Congestive heart failure (II)(1) | 90 | 7 | 7.7778 | Bleeding!re-operation (IVa)(1), Ureter injury (IIIb)(2), Anemia!transfusion (II)(2), Pneumonia (II)(1), Ileus (II)(1) | NR
12 | 349 | Yanagisawa | 2020 | 후향적 코호트 비교 | cT1 renal tumors | PCA | LPN | 시술중 | 수혈 | Perioperative transfusion | 명 |  |  | 90 | 0 | 0 |  | 90 | 3 | 3.3333 |  | 0.25
14 | 412 | Rembeyo | 2020 | 후향적 코호트 비교 | cT1b Renal Tumors | PCA | RaPN | 시술후 | 전체 | 전체 합병증률 | 명 |  |  | 55 | 13 | 23.6364 |  | 36 | 7 | 19.4444 |  | 0.192 | PCA, RaPN, RFA 세군간의 유의성 검정
14 | 412 | Rembeyo | 2020 | 후향적 코호트 비교 | cT1b Renal Tumors | PCA | RFA | 시술후 | 전체 | 전체 합병증률 | 명 |  |  | 55 | 13 | 23.6364 |  | 11 | 5 | 45.4545 |  | 0.192 | PCA, RaPN, RFA 세군간의 유의성 검정
14 | 412 | Rembeyo | 2020 | 후향적 코호트 비교 | cT1b Renal Tumors | PCA | RaPN | 시술후 | Clavien 분류 | Clavien grade 1 합병증률 | 명 |  |  | 55 | 12 | 21.8182 | 12 (92.3%) were Clavien grade 1, mostly post-interventional hematomas | 36 | 6 | 16.6667 | 6 (85.7%) were Clavien grade 1, whereas 1 (14.3%) was grade 2 (blood transfusion for postoperative anemia) | NR
14 | 412 | Rembeyo | 2020 | 후향적 코호트 비교 | cT1b Renal Tumors | PCA | RFA | 시술후 | Clavien 분류 | Clavien grade 1 합병증률 | 명 |  |  | 55 | 12 | 21.8182 | 12 (92.3%) were Clavien grade 1 | 11 | 4 | 36.3636 |  | NR
14 | 412 | Rembeyo | 2020 | 후향적 코호트 비교 | cT1b Renal Tumors | PCA | RaPN | 시술후 | Clavien 분류 | Clavien grade 2 합병증률 | 명 |  |  | 55 | 1 | 1.8182 | 1 (7.7%) patient had a renocolic fistula treated with antibiotics alone (grade 2). | 36 | 1 | 2.7778 |  | NR
14 | 412 | Rembeyo | 2020 | 후향적 코호트 비교 | cT1b Renal Tumors | PCA | RFA | 시술후 | Clavien 분류 | Clavien grade 2 합병증률 | 명 |  |  | 55 | 1 | 1.8182 | 1 (7.7%) patient had a renocolic fistula treated with antibiotics alone (grade 2). | 11 | 1 | 9.0909 |  | NR
15 | 434 | De Cobelli | 2020 | 후향적 코호트 비교 | T1a renal cancer | PCA | MWA | 시술후 | 전체 | 전체 합병증률 | 건/tumor |  |  | 51 | 5 | 9.8039 | Three complications following cryoablation were grade 1 which resolved spontaneously (one urinary fistula and two hemorrhagic effusions), | 32 | 2 | 6.25 |  | ns
15 | 434 | De Cobelli | 2020 | 후향적 코호트 비교 | T1a renal cancer | PCA | MWA | 시술후 | CIRSE 분류 | grade 2-4 | 건/tumor |  | CIRSE Classification System | 51 | 2 | 3.9216 | one grade 2 requiring prolonged surveillance (hematuria) and one grade 3, a pseudoaneurysm of the renal artery successfully treated by arterial embolization. | 32 | 0 | 0 | all CIRSE grade 1 (hemorrhagic effusion without need for further interventions) | 0.03 | Considering slight versus severe complications (grades 2–4), a decrease in likelihood of complications associated with microwave ablation versus cryoablation reached statistical significance (p = 0.03 GLMM)
17 | 522 | Zhou | 2019 | 후향적 코호트 비교 | biopsy-proven T1aN0M0 RCCs | PCA | RFA | 시술후 | Clavien 분류 | Clavien grade 1 합병증률 |  | 직후, 30일째 |  | 26 | 4 | 15.3846 |  | 244 | 56 | 22.9508 | 분모분자는 동일한데, 문헌에서 %는 16%로 제시되어있음. 실제 계산된 값으로 기재함 | 0.13 | PCA, RFA, MWA 세군간 비교
17 | 522 | Zhou | 2019 | 후향적 코호트 비교 | biopsy-proven T1aN0M0 RCCs | PCA | MWA | 시술후 | Clavien 분류 | Clavien grade 1 합병증률 |  | 직후, 30일째 |  | 26 | 4 | 15.3846 |  | 27 | 2 | 7.4074 |  | 0.13 | PCA, RFA, MWA 세군간 비교
17 | 522 | Zhou | 2019 | 후향적 코호트 비교 | biopsy-proven T1aN0M0 RCCs | PCA | RFA | 시술후 | Clavien 분류 | Clavien grade 2-4 합병증률 |  | 직후, 30일째 |  | 26 | 1 | 3.8462 |  | 244 | 4 | 1.6393 |  | 0.55 | PCA, RFA, MWA 세군간 비교
17 | 522 | Zhou | 2019 | 후향적 코호트 비교 | biopsy-proven T1aN0M0 RCCs | PCA | MWA | 시술후 | Clavien 분류 | Clavien grade 2-4 합병증률 |  | 직후, 30일째 |  | 26 | 1 | 3.8462 |  | 27 | 0 | 0 |  | 0.55 | PCA, RFA, MWA 세군간 비교
19 | 571 | Frausse | 2019 | 후향적 코호트 비교 | renal tumours | PCA | RaPN | 시술중후 | 전체 | 전체 합병증률 |  |  |  | 177 | 28 | 15.8192 |  | 470 | 104 | 22.1277 |  | 0.029 | 1:1 매칭전 결과
19 | 571 | Frausse | 2019 | 후향적 코호트 비교 | renal tumours | PCA | RaPN | 시술중후 | Clavien 분류 | Clavien grade 1 합병증률 |  |  |  | 177 | 23 | 12.9944 | haematoma | 470 | 26 | 5.5319
19 | 571 | Frausse | 2019 | 후향적 코호트 비교 | renal tumours | PCA | RaPN | 시술중후 | Clavien 분류 | Clavien grade 2 합병증률 |  |  |  | 177 | 2 | 1.1299 | clotting | 470 | 38 | 8.0851
19 | 571 | Frausse | 2019 | 후향적 코호트 비교 | renal tumours | PCA | RaPN | 시술중후 | Clavien 분류 | Clavien grade 3 합병증률 |  |  |  | 177 | 3 | 1.6949 | 1 digestive fistula, 1 urinary fistula, 1 penumothorax | 470 | 31 | 6.5957
19 | 571 | Frausse | 2019 | 후향적 코호트 비교 | renal tumours | PCA | RaPN | 시술중후 | Clavien 분류 | Clavien grade 4-5 합병증률 |  |  |  | 177 | 0 | 0 |  | 470 | 9 | 1.9149
20 | 617 | Hasegawa | 2018 | 후향적 코호트 비교 | cT1b RCC | PCA | RFA | 시술관련 | 사망/혈액투석 필요 | 시술 관련 사망 또는 혈액투석필요 |  |  |  | 23 | 0 | 0 |  | 23 | 0 | 0
20 | 617 | Hasegawa | 2018 | 후향적 코호트 비교 | cT1b RCC | PCA | RFA | 시술후 | CTCAE 분류 | grade 3 or higher | 명 |  |  | 23 | 2 | 8.6957 | AST elevation, ALT elevation(1), CPK elevation(1) | 23 | 1 | 4.3478 | AST elevation(1) | >0.99
18 | 638 | Zhou | 2018 | 후향적 코호트 비교 | clinical stage T1N0M0 biopsy-proven RCCs | PCA | RFA | 시술후 | 혈종 | Hematoma | 건/tumor | assessed based on immediate and 30-day complications |  | 46 | 7 | 15.2174 |  | 347 | 64 | 18.4438 |  | 0.46 | 세군간 비교
18 | 638 | Zhou | 2018 | 후향적 코호트 비교 | clinical stage T1N0M0 biopsy-proven RCCs | PCA | RFA | 시술후 | 요로상피 손상 | Urothelial Injury | 건/tumor | assessed based on immediate and 31-day complications |  | 46 | 0 | 0 |  | 347 | 7 | 2.0173 |  | 0.4 | 세군간 비교
18 | 638 | Zhou | 2018 | 후향적 코호트 비교 | clinical stage T1N0M0 biopsy-proven RCCs | PCA | RFA | 시술후 | SIR 분류 | SIR classification A/B : minor | 건/tumor | assessed based on immediate and 32-day complications |  | 46 | 6 | 13.0435 |  | 347 | 59 | 17.0029 |  | 0.42 | 세군간 비교
18 | 638 | Zhou | 2018 | 후향적 코호트 비교 | clinical stage T1N0M0 biopsy-proven RCCs | PCA | RFA | 시술후 | SIR 분류 | SIR classification C-F : major | 건/tumor | assessed based on immediate and 33-day complications |  | 46 | 1 | 2.1739 |  | 347 | 12 | 3.4582 |  | 0.42 | 세군간 비교
18 | 638 | Zhou | 2018 | 후향적 코호트 비교 | clinical stage T1N0M0 biopsy-proven RCCs | PCA | RFA | 시술후 | Clavien 분류 | Clavien grade 1 합병증률 | 건/tumor | assessed based on immediate and 34-day complications |  | 46 | 6 | 13.0435 |  | 347 | 59 | 17.0029 |  | 0.42 | 세군간 비교
18 | 638 | Zhou | 2018 | 후향적 코호트 비교 | clinical stage T1N0M0 biopsy-proven RCCs | PCA | RFA | 시술후 | Clavien 분류 | Clavien grade 2-4 합병증률 | 건/tumor | assessed based on immediate and 35-day complications |  | 46 | 1 | 2.1739 |  | 347 | 12 | 3.4582 |  | 0.42 | 세군간 비교
18 | 638 | Zhou | 2018 | 후향적 코호트 비교 | clinical stage T1N0M0 biopsy-proven RCCs | PCA | MWA | 시술후 | 혈종 | Hematoma | 건/tumor | assessed based on immediate and 36-day complications |  | 46 | 7 | 15.2174 |  | 44 | 5 | 11.3636 |  | 0.46 | 세군간 비교
18 | 638 | Zhou | 2018 | 후향적 코호트 비교 | clinical stage T1N0M0 biopsy-proven RCCs | PCA | MWA | 시술후 | 요로상피 손상 | Urothelial Injury | 건/tumor | assessed based on immediate and 37-day complications |  | 46 | 0 | 0 |  | 44 | 0 | 0 |  | 0.4 | 세군간 비교
18 | 638 | Zhou | 2018 | 후향적 코호트 비교 | clinical stage T1N0M0 biopsy-proven RCCs | PCA | MWA | 시술후 | SIR 분류 | SIR classification A/B : minor | 건/tumor | assessed based on immediate and 38-day complications |  | 46 | 6 | 13.0435 |  | 44 | 5 | 11.3636 |  | 0.42 | 세군간 비교
18 | 638 | Zhou | 2018 | 후향적 코호트 비교 | clinical stage T1N0M0 biopsy-proven RCCs | PCA | MWA | 시술후 | SIR 분류 | SIR classification C-F : major | 건/tumor | assessed based on immediate and 39-day complications |  | 46 | 1 | 2.1739 |  | 44 | 0 | 0 |  | 0.42 | 세군간 비교
18 | 638 | Zhou | 2018 | 후향적 코호트 비교 | clinical stage T1N0M0 biopsy-proven RCCs | PCA | MWA | 시술후 | Clavien 분류 | Clavien grade 1 합병증률 | 건/tumor | assessed based on immediate and 40-day complications |  | 46 | 6 | 13.0435 |  | 44 | 5 | 11.3636 |  | 0.42 | 세군간 비교
18 | 638 | Zhou | 2018 | 후향적 코호트 비교 | clinical stage T1N0M0 biopsy-proven RCCs | PCA | MWA | 시술후 | Clavien 분류 | Clavien grade 2-4 합병증률 | 건/tumor | assessed based on immediate and 41-day complications |  | 46 | 1 | 2.1739 |  | 44 | 0 | 0 |  | 0.42 | 세군간 비교
21 | 641 | Mason | 2018 | 후향적 코호트 비교 | patients with synchronous bilateral renal masses | PCA | PN | 시술후 | 전체 | 전체 합병증률 | 명/시술건 | 30일내 |  | 13 | 4 | 30.7692 | total 5 complications, One patient in the PCA group required postoperative angioembolization for active bleeding and one patient with multiple comorbidities died 20 days after PCA from sepsis (it was unknown if this was related to the procedure). | 74 | 16 | 21.6216 | total 20 complications, Two patients (2.7%) in the PN group required angioembolization in the postoperative period: one for active bleeding and one for a pseudoaneurysm. | NR
21 | 641 | Mason | 2018 | 후향적 코호트 비교 | patients with synchronous bilateral renal masses | PCA | PN | 시술후 | 출혈 또는 혈종 | Bleeding or symptomatic haematoma | 건/시술건 | 30일내 |  | 13 | 3 | 23.0769 |  | 74 | 3 | 4.0541 |  | NR
21 | 641 | Mason | 2018 | 후향적 코호트 비교 | patients with synchronous bilateral renal masses | PCA | PN | 시술후 | 패혈증 | sepsis | 건/시술건 | 30일내 |  | 13 | 1 | 7.6923 | one patient with multiple comorbidities died 20 days after PCA from sepsis (it was unknown if this was related to the procedure). 시술관련여부는 불확실함 | 74 | 0 | 0 |  | NR
21 | 641 | Mason | 2018 | 후향적 코호트 비교 | patients with synchronous bilateral renal masses | PCA | PN | 시술후 | 정맥혈전색전증 | Venous thromboembolism | 건/시술건 | 30일내 |  | 13 | 0 | 0 |  | 74 | 1 | 1.3514 |  | NR
21 | 641 | Mason | 2018 | 후향적 코호트 비교 | patients with synchronous bilateral renal masses | PCA | PN | 시술후 | 심근경색 | Myocardial infarction | 건/시술건 | 30일내 |  | 13 | 0 | 0 |  | 74 | 1 | 1.3514 |  | NR
21 | 641 | Mason | 2018 | 후향적 코호트 비교 | patients with synchronous bilateral renal masses | PCA | PN | 시술후 | 상처감염 | Wound infection/dehiscence | 건/시술건 | 30일내 |  | 13 | 0 | 0 |  | 74 | 1 | 1.3514 |  | NR
21 | 641 | Mason | 2018 | 후향적 코호트 비교 | patients with synchronous bilateral renal masses | PCA | PN | 시술후 | 농양 | Abscess | 건/시술건 | 30일내 |  | 13 | 0 | 0 |  | 74 | 1 | 1.3514 |  | NR
21 | 641 | Mason | 2018 | 후향적 코호트 비교 | patients with synchronous bilateral renal masses | PCA | PN | 시술후 | 요 누출 | Urine leak | 건/시술건 | 30일내 |  | 13 | 0 | 0 |  | 74 | 2 | 2.7027 |  | NR
21 | 641 | Mason | 2018 | 후향적 코호트 비교 | patients with synchronous bilateral renal masses | PCA | PN | 시술후 | 급성신손상 | Acute renal failure | 건/시술건 | 30일내 |  | 13 | 1 | 7.6923 |  | 74 | 8 | 10.8108 |  | NR
21 | 641 | Mason | 2018 | 후향적 코호트 비교 | patients with synchronous bilateral renal masses | PCA | PN | 시술후 | 기흉 | Pneumothorax | 건/시술건 | 30일내 |  | 13 | 0 | 0 |  | 74 | 1 | 1.3514 |  | NR
21 | 641 | Mason | 2018 | 후향적 코호트 비교 | patients with synchronous bilateral renal masses | PCA | PN | 시술후 | 기타 | others | 건/시술건 | 30일내 |  | 13 | 0 | 0 |  | 74 | 2 | 2.7027 |  | NR
21 | 641 | Mason | 2018 | 후향적 코호트 비교 | patients with synchronous bilateral renal masses | PCA | PN | 시술후 | Clavien 분류 | Clavien Grade 1 합병증률 | 명/시술건 | 30일내 |  | 13 | 1 | 7.6923 |  | 74 | 8 | 10.8108 |  | NR
21 | 641 | Mason | 2018 | 후향적 코호트 비교 | patients with synchronous bilateral renal masses | PCA | PN | 시술후 | Clavien 분류 | Clavien Grade 2 합병증률 | 명/시술건 | 30일내 |  | 13 | 1 | 7.6923 |  | 74 | 2 | 2.7027 |  | NR
21 | 641 | Mason | 2018 | 후향적 코호트 비교 | patients with synchronous bilateral renal masses | PCA | PN | 시술후 | Clavien 분류 | Clavien Grade 3 합병증률 | 명/시술건 | 30일내 |  | 13 | 1 | 7.6923 |  | 74 | 3 | 4.0541 |  | NR
21 | 641 | Mason | 2018 | 후향적 코호트 비교 | patients with synchronous bilateral renal masses | PCA | PN | 시술후 | Clavien 분류 | Clavien Grade 4 합병증률 | 명/시술건 | 30일내 |  | 13 | 0 | 0 |  | 74 | 3 | 4.0541 |  | NR
21 | 641 | Mason | 2018 | 후향적 코호트 비교 | patients with synchronous bilateral renal masses | PCA | PN | 시술후 | Clavien 분류 | Clavien Grade 5 합병증률 | 명/시술건 | 30일내 |  | 13 | 1 | 7.6923 |  | 74 | 0 | 0 |  | NR
23 | 683 | Bhindi | 2018 | 후향적 코호트 비교(전향적모집) | single, clinically localized, noncystic primary renal tumor | PCA | PN | 시술후 | 혈종/출혈 | Postoperative hematoma/hemorrhage |  |  |  | 54 | 5 | 9.2593 |  | 64 | 1 | 1.5625 |  | NR
23 | 683 | Bhindi | 2018 | 후향적 코호트 비교(전향적모집) | single, clinically localized, noncystic primary renal tumor | PCA | PN | 시술후 | 정맥혈전색전증 | Venous thromboembolism |  |  |  | 54 | 0 | 0 |  | 64 | 1 | 1.5625 |  | NR
23 | 683 | Bhindi | 2018 | 후향적 코호트 비교(전향적모집) | single, clinically localized, noncystic primary renal tumor | PCA | PN | 시술후 | 심근경색 | Myocardial infarction |  |  |  | 54 | 0 | 0 |  | 64 | 2 | 3.125 |  | NR
23 | 683 | Bhindi | 2018 | 후향적 코호트 비교(전향적모집) | single, clinically localized, noncystic primary renal tumor | PCA | PN | 시술후 | 호흡기계 | Respiratory complication |  |  |  | 54 | 2 | 3.7037 |  | 64 | 1 | 1.5625 |  | NR
23 | 683 | Bhindi | 2018 | 후향적 코호트 비교(전향적모집) | single, clinically localized, noncystic primary renal tumor | PCA | PN | 시술후 | 상처 | Wound complication |  |  |  | 54 | 0 | 0 |  | 64 | 1 | 1.5625 |  | NR
23 | 683 | Bhindi | 2018 | 후향적 코호트 비교(전향적모집) | single, clinically localized, noncystic primary renal tumor | PCA | PN | 시술후 | 농양 | Abscess |  |  |  | 54 | 0 | 0 |  | 64 | 1 | 1.5625 |  | NR
23 | 683 | Bhindi | 2018 | 후향적 코호트 비교(전향적모집) | single, clinically localized, noncystic primary renal tumor | PCA | PN | 시술후 | 요 누출 | Urine leak |  |  |  | 54 | 0 | 0 |  | 64 | 7 | 10.9375 |  | NR
23 | 683 | Bhindi | 2018 | 후향적 코호트 비교(전향적모집) | single, clinically localized, noncystic primary renal tumor | PCA | PN | 시술후 | 패혈증 | sepsis |  |  |  | 54 | 0 | 0 |  | 64 | 1 | 1.5625 |  | NR
23 | 683 | Bhindi | 2018 | 후향적 코호트 비교(전향적모집) | single, clinically localized, noncystic primary renal tumor | PCA | PN | 시술후 | 급성신손상 | Acute renal failure |  |  |  | 54 | 1 | 1.8519 |  | 64 | 15 | 23.4375 |  | NR
23 | 683 | Bhindi | 2018 | 후향적 코호트 비교(전향적모집) | single, clinically localized, noncystic primary renal tumor | PCA | PN | 시술후 | 장 폐색 | ileus |  |  |  | 54 | 0 | 0 |  | 64 | 7 | 10.9375 |  | NR
23 | 683 | Bhindi | 2018 | 후향적 코호트 비교(전향적모집) | single, clinically localized, noncystic primary renal tumor | PCA | PN | 시술후 | 기타 | others |  |  |  | 54 | 4 | 7.4074 |  | 64 | 3 | 4.6875 |  | NR
23 | 683 | Bhindi | 2018 | 후향적 코호트 비교(전향적모집) | single, clinically localized, noncystic primary renal tumor | PCA | PN | 시술후 | Clavien 분류 | Clavien Grade 1 합병증률 |  |  |  | 54 | 3 | 5.5556 |  | 64 | 22 | 34.375
23 | 683 | Bhindi | 2018 | 후향적 코호트 비교(전향적모집) | single, clinically localized, noncystic primary renal tumor | PCA | PN | 시술후 | Clavien 분류 | Clavien Grade 2 합병증률 |  |  |  | 54 | 4 | 7.4074 |  | 64 | 8 | 12.5
23 | 683 | Bhindi | 2018 | 후향적 코호트 비교(전향적모집) | single, clinically localized, noncystic primary renal tumor | PCA | PN | 시술후 | Clavien 분류 | Clavien Grade 3 합병증률 |  |  |  | 54 | 4 | 7.4074 |  | 64 | 7 | 10.9375
23 | 683 | Bhindi | 2018 | 후향적 코호트 비교(전향적모집) | single, clinically localized, noncystic primary renal tumor | PCA | PN | 시술후 | Clavien 분류 | Clavien Grade 4 합병증률 |  |  |  | 54 | 0 | 0 |  | 64 | 3 | 4.6875
23 | 683 | Bhindi | 2018 | 후향적 코호트 비교(전향적모집) | single, clinically localized, noncystic primary renal tumor | PCA | PN | 시술후 | 전체 | 전체 합병증률 |  |  | 보정전 |  |  | 15 | Postoperative bleeding was the most common complication after PCA |  |  | 31 | Urine leak, acute renal failure, and ileus were the most common complications after PN.
23 | 683 | Bhindi | 2018 | 후향적 코호트 비교(전향적모집) | single, clinically localized, noncystic primary renal tumor | PCA | PN | 시술후 | 전체 | 전체 합병증률 |  |  | 보정후 |  |  | 28 |  |  |  | 29
24 | 987 | Chen | 2016 | 후향적 코호트 비교(전향적모집) | renal tumors | PCA | RFA | 시술직후 | 전체 | 전체 합병증률 |  |  | immdediate periprocedural complications | NA | NA | NA |  | NA | NA | NA |  | NS
24 | 987 | Chen | 2016 | 후향적 코호트 비교(전향적모집) | renal tumors | PCA | RFA |  | 입원 | 입원율 |  |  |  | 104 | 2 | 1.9231 |  | 70 | 6 | 8.5714 |  | NS
24 | 987 | Chen | 2016 | 후향적 코호트 비교(전향적모집) | renal tumors | PCA | RFA |  | 입원 | 30일내 재입원율 |  |  |  | NA | NA | NA |  | NA | NA | NA |  | NS
25 | 1000 | Chehab | 2016 | 후향적 코호트 비교(전향적모집) | T1a Tumors | PCA | OPN | 시술중 | 전체 | 전체 합병증률 |  |  |  | 34 | 4 | 11.7647 |  | 26 | 4 | 15.3846 |  | 0.0235
25 | 1000 | Chehab | 2016 | 후향적 코호트 비교(전향적모집) | T1a Tumors | PCA | RaPN |  | 전체 | 전체 합병증률 |  |  |  | 34 | 4 | 11.7647 |  | 100 | 5 | 5 |  | 0.348
25 | 1000 | Chehab | 2016 | 후향적 코호트 비교(전향적모집) | T1a Tumors | PCA | OPN |  | major | major complication |  |  |  | 34 | 1 | 2.9412 | The major complication was a perinephric hematoma following ablation ofa 4cm endophytic mass abutting the hilar vessels. Following coil embolization of the bleeding vessel, the patient was admitted to the ICU for hemodialysis. | 26 | 3 | 11.5385 | One required operative ligation of a urine leak. Another patient, with a history of contralateral total nephrectomy, had low urine output over his postoperative course that resolved spontaneously during monitoring in the ICU. A third patient required placement of ureteral stents for hydronephrosis. | NR
25 | 1000 | Chehab | 2016 | 후향적 코호트 비교(전향적모집) | T1a Tumors | PCA | OPN |  | minor | minor complication |  |  |  | 34 | 3 | 8.8235 | Two of the minor complications were overnight admission for pain control. The third minor complication was in a patient with preprocedural end-stage renal disease who was noted to have acutely elevated serum potassium that resolved following a single session of hemodialysis. | 26 | 1 | 3.8462 | patient with a history of COPD, who required prolonged intubation (-46 hours), but was eventually extubated without incident. | NR
25 | 1000 | Chehab | 2016 | 후향적 코호트 비교(전향적모집) | T1a Tumors | PCA | RaPN |  | major | major complication |  |  |  | 34 | 1 | 2.9412 | The major complication was a perinephric hematoma following ablation ofa 4cm endophytic mass abutting the hilar vessels. Following coil embolization of the bleeding vessel, the patient was admitted to the ICU for hemodialysis. | 100 | 3 | 3 | Two patients developed postoperative arrhythmias requiring ICU monitoring and cardioversion. A different patient became hypotensive during PACU monitoring and was found to have a perinephric hematoma and had the bleeding vessel effectively embolized by Interventional Radiology. | NR
25 | 1000 | Chehab | 2016 | 후향적 코호트 비교(전향적모집) | T1a Tumors | PCA | RaPN |  | minor | minor complication |  |  |  | 34 | 3 | 8.8235 | Two of the minor complications were overnight admission for pain control. The third minor complication was in a patient with preprocedural end-stage renal disease who was noted to have acutely elevated serum potassium that resolved following a single session of hemodialysis. | 100 | 1 | 1 | patient with a history of COPD, who was noted to be hypoxic and required brief ICU monitoring, but did not require intubation. | NR
25 | 1000 | Chehab | 2016 | 후향적 코호트 비교(전향적모집) | T1a Tumors | PCA | OPN |  | 입원 | ICU 입원율 |  |  |  | 34 | 2 | 5.8824 |  | 26 | 2 | 7.6923 |  | 0.172
25 | 1000 | Chehab | 2016 | 후향적 코호트 비교(전향적모집) | T1a Tumors | PCA | RaPN |  | 입원 | ICU 입원율 |  |  |  | 34 | 2 | 5.8824 |  | 100 | 4 | 4 |  | 0.434
26 | 1051 | Tracy | 2015 | 후향적 코호트 비교(전향적모집) | patients with renal masses <4 cm | PCA | RFA |  | 전체 | 전체 합병증률 |  |  |  | 55 | 4 | 7.2727 |  | 68 | 3 | 4.4118 |  | NR
28 | 1116 | Miller | 2015 | 후향적 코호트 비교(전향적모집) | clinical T1a renal masses | PCA | RFA | 시술후 | 전체 | 전체 합병증률 |  |  |  | 58 | 9 | 15.5172 |  | 41 | 4 | 9.7561 |  | NR
28 | 1116 | Miller | 2015 | 후향적 코호트 비교(전향적모집) | clinical T1a renal masses | PCA | RFA | 시술후 | Clavien 분류 | Clavien grade 1 합병증률 |  |  |  | 58 | 2 | 3.4483 |  | 41 | 2 | 4.878 |  | NR
28 | 1116 | Miller | 2015 | 후향적 코호트 비교(전향적모집) | clinical T1a renal masses | PCA | RFA | 시술후 | Clavien 분류 | Clavien grade 2 합병증률 |  |  |  | 58 | 2 | 3.4483 |  | 41 | 2 | 4.878 |  | NR
28 | 1116 | Miller | 2015 | 후향적 코호트 비교(전향적모집) | clinical T1a renal masses | PCA | RFA | 시술후 | Clavien 분류 | Clavien grade 3 합병증률(major) |  |  |  | 58 | 5 | 8.6207 | 후복막출혈(3) : ablation 후 신장 혈관조영술과 색전술이 필요, 2건은 immediate, 1건은 지속적인 혈뇨로 9일후 치료됨/ 복강내 농양(1), 기흉(1) | 41 | 0 | 0 |  | 0.17
30 | 1215 | Hartman | 2014 | 후향적 코호트 비교 | suspected renal cell carcinoma (RCC). | PCA | PN | 시술후 | 혈전성 사건(thrombotic events) | VTE cummulative incidence |  | 1년 |  | 114 | 5 | 4.386 | These adverse events were noted 5 days (first-order branch PE), 6 days (posterior tibial vein deep venous thrombosis), 16 days (bilateral PEs), 158 days (multiple segmental PEs), and 364 days (first-order branch PE) after successful cryoablation. | 105 | 1 | 0.95238 | PN cases reviewed, one patient was found to have VTE 3 days after the procedure (cephalic vein thrombosis). | NR
30 | 1215 | Hartman | 2014 | 후향적 코호트 비교 | suspected renal cell carcinoma (RCC). | PCA | PN | 시술후 | 혈전성 사건(thrombotic events) | VTE incidence (Per 100 person-years) | [5 empty] | 4.84 |  |  |  | 1.14 |  | 0.0894
31 | 1346 | Truesdale | 2013 | 후향적 코호트 비교 | small renal masses | PCA | RFA | 시술후 | 혈종 | 피막하 혈종(subcapsular hematoma) |  |  |  | 57 | 0 | 0 |  | 59 | 1 | 1.6949 | The hematoma became secondarily infected, and the patient required treatment with intravenous antibiotics. | NR
31 | 1346 | Truesdale | 2013 | 후향적 코호트 비교 | small renal masses | PCA | RFA |  | 진정제 관련 | 진정제 관련 부작용 - sedation reversal |  |  |  | 57 | 0 | 0 |  | 59 | 2 | 3.3898 | Two patients in the RF ablation cohort required sedation reversal with naloxone (0.4 mg). These patients experienced respiratory depression and responded appropriately to naloxone and flumazenil administration. | NR
32 | 1360 | Atwell | 2013 | 후향적 코호트 비교 | Renal Masses Measuring 3.0 cm and Smaller | PCA | RFA |  | 전체(major) | major complication |  |  | defined as those meeting or exceeding grade 2 classification according to Clavien-Dindo criteria | 176 | 9 | 5.1136 |  | 232 | 10 | 4.3103 |  | 0.91
32 | 1360 | Atwell | 2013 | 후향적 코호트 비교 | Renal Masses Measuring 3.0 cm and Smaller | PCA | RFA |  | 협착 | Ureteropelvic stricture (요관골반 협착) |  |  |  | 176 | 0 | 0 |  | 232 | 3 | 1.2931
32 | 1360 | Atwell | 2013 | 후향적 코호트 비교 | Renal Masses Measuring 3.0 cm and Smaller | PCA | RFA |  | 농양 | abscess |  |  |  | 176 | 1 | 0.56818 |  | 232 | 1 | 0.43103 | Ablation site abscess
32 | 1360 | Atwell | 2013 | 후향적 코호트 비교 | Renal Masses Measuring 3.0 cm and Smaller | PCA | RFA |  | 정정맥루 | Arteriovenous fistula |  |  |  | 176 | 0 | 0 |  | 232 | 1 | 0.43103
32 | 1360 | Atwell | 2013 | 후향적 코호트 비교 | Renal Masses Measuring 3.0 cm and Smaller | PCA | RFA |  | 요 누출 | Urine leak |  |  |  | 176 | 0 | 0 |  | 232 | 1 | 0.43103
32 | 1360 | Atwell | 2013 | 후향적 코호트 비교 | Renal Masses Measuring 3.0 cm and Smaller | PCA | RFA |  | 혈종 | Hematoma |  |  |  | 176 | 0 | 0 |  | 232 | 1 | 0.43103
32 | 1360 | Atwell | 2013 | 후향적 코호트 비교 | Renal Masses Measuring 3.0 cm and Smaller | PCA | RFA |  | 신경 손상 | Nerve injury |  |  |  | 176 | 0 | 0 |  | 232 | 1 | 0.43103
32 | 1360 | Atwell | 2013 | 후향적 코호트 비교 | Renal Masses Measuring 3.0 cm and Smaller | PCA | RFA |  | 고혈압 | Hypertension |  |  |  | 176 | 0 | 0 |  | 232 | 1 | 0.43103
32 | 1360 | Atwell | 2013 | 후향적 코호트 비교 | Renal Masses Measuring 3.0 cm and Smaller | PCA | RFA |  | 심방세동 | Atrial fibrillation |  |  |  | 176 | 0 | 0 |  | 232 | 1 | 0.43103
32 | 1360 | Atwell | 2013 | 후향적 코호트 비교 | Renal Masses Measuring 3.0 cm and Smaller | PCA | RFA |  | 출혈 | 출혈(Hemorrhage) |  |  |  | 176 | 1 | 0.56818 |  | 232 | 0 | 0
32 | 1360 | Atwell | 2013 | 후향적 코호트 비교 | Renal Masses Measuring 3.0 cm and Smaller | PCA | RFA |  | 혈뇨 | Hematuria requiring stent |  |  |  | 176 | 2 | 1.1364 |  | 232 | 0 | 0
32 | 1360 | Atwell | 2013 | 후향적 코호트 비교 | Renal Masses Measuring 3.0 cm and Smaller | PCA | RFA |  | 폐색전증 | Pulmonary embolus |  |  |  | 176 | 1 | 0.56818 |  | 232 | 0 | 0
32 | 1360 | Atwell | 2013 | 후향적 코호트 비교 | Renal Masses Measuring 3.0 cm and Smaller | PCA | RFA |  | 폐부종 | Pulmonary edema |  |  |  | 176 | 1 | 0.56818 |  | 232 | 0 | 0
32 | 1360 | Atwell | 2013 | 후향적 코호트 비교 | Renal Masses Measuring 3.0 cm and Smaller | PCA | RFA |  | 요로패증 | Urosepsis |  |  |  | 176 | 1 | 0.56818 |  | 232 | 0 | 0
32 | 1360 | Atwell | 2013 | 후향적 코호트 비교 | Renal Masses Measuring 3.0 cm and Smaller | PCA | RFA |  | 전신염증반응 | Systemic inflammatory response |  |  |  | 176 | 1 | 0.56818 |  | 232 | 0 | 0
32 | 1360 | Atwell | 2013 | 후향적 코호트 비교 | Renal Masses Measuring 3.0 cm and Smaller | PCA | RFA |  | 기흉 | Pneumothorax |  |  |  | 176 | 1 | 0.56818 |  | 232 | 0 | 0
34 | 1372 | Schmit | 2013 | 후향적 코호트 비교 | renal tumors | PCA | RFA |  | major | major complication (Clavien grade 3 이상) |  |  |  | 387 | 30 | 7.7519 | This included 1 death, which occurred 20 days after renal cryoablation. This patient had an indwelling stent placed after ablation due to obstructing hematoma in the renal collecting system. The patient was discharged from the hospital but readmitted with urosepsis and eventually died of septic complications. | 292 | 8 | 2.7397 |  | NR
33 | 1570 | Atwell | 2012 | 후향적 코호트 비교 | renal tumors | PCA | RFA |  | 전체 | 전체 합병증률 |  |  |  | 311 | 41 | 13.1833 |  | 254 | 25 | 9.8425 |  | 0.37
33 | 1570 | Atwell | 2012 | 후향적 코호트 비교 | renal tumors | PCA | RFA |  | major | Major, Clavien 2 이상 |  |  |  | 311 | 24 | 7.717 |  | 254 | 12 | 4.7244 |  | 0.15
33 | 1570 | Atwell | 2012 | 후향적 코호트 비교 | renal tumors | PCA | RFA |  | Clavien 분류 | Clavien Grade 1 합병증률 |  |  |  | 311 | 15 | 4.8232 |  | 254 | 13 | 5.1181 |  | NR
33 | 1570 | Atwell | 2012 | 후향적 코호트 비교 | renal tumors | PCA | RFA |  | Clavien 분류 | Clavien Grade 2 합병증률 |  |  |  | 311 | 10 | 3.2154 |  | 254 | 3 | 1.1811 |  | NR
33 | 1570 | Atwell | 2012 | 후향적 코호트 비교 | renal tumors | PCA | RFA |  | Clavien 분류 | Clavien Grade 3 합병증률 |  |  |  | 311 | 13 | 4.1801 |  | 254 | 9 | 3.5433 |  | NR
33 | 1570 | Atwell | 2012 | 후향적 코호트 비교 | renal tumors | PCA | RFA |  | Clavien 분류 | Clavien Grade 4 합병증률 |  |  |  | 311 | 3 | 0.96463 |  | 254 | 0 | 0 |  | NR
33 | 1570 | Atwell | 2012 | 후향적 코호트 비교 | renal tumors | PCA | RFA |  | 츨혈/혈관 손상 등 | Hemorrhage/vascular injury/anemia |  |  |  | 311 | 15 | 4.8232 |  | 254 | 3 | 1.1811 |  | NR
33 | 1570 | Atwell | 2012 | 후향적 코호트 비교 | renal tumors | PCA | RFA |  | 혈뇨 | Hematuria |  |  |  | 311 | 8 | 2.5723 |  | 254 | 0 | 0 |  | NR
33 | 1570 | Atwell | 2012 | 후향적 코호트 비교 | renal tumors | PCA | RFA |  |  | medical event |  |  |  | 311 | 4 | 1.2862 | Includes myocardial infarction, atrial fibrillation, hypertension, and hyperkalemia | 254 | 3 | 1.1811 | Includes atrial fibrillation, hypertension, supraventricular tachycardia | NR
33 | 1570 | Atwell | 2012 | 후향적 코호트 비교 | renal tumors | PCA | RFA |  | 신경 손상 | Nerve injury |  |  |  | 311 | 2 | 0.64309 |  | 254 | 10 | 3.937 | Includes nine sensory deficits (pain/paresthesias) and one motor deficit (flank laxity). | NR
33 | 1570 | Atwell | 2012 | 후향적 코호트 비교 | renal tumors | PCA | RFA |  | 폐색전증 | Pulmonary embolus |  |  |  | 311 | 3 | 0.96463 |  | 254 | 0 | 0 |  | NR
33 | 1570 | Atwell | 2012 | 후향적 코호트 비교 | renal tumors | PCA | RFA |  | 감염 | Infection |  |  |  | 311 | 2 | 0.64309 |  | 254 | 0 | 0 |  | NR
33 | 1570 | Atwell | 2012 | 후향적 코호트 비교 | renal tumors | PCA | RFA |  |  | Seeding |  |  |  | 311 | 1 | 0.32154 |  | 254 | 0 | 0 |  | NR
33 | 1570 | Atwell | 2012 | 후향적 코호트 비교 | renal tumors | PCA | RFA |  | 기흉 | Pneumothorax |  |  |  | 311 | 1 | 0.32154 |  | 254 | 1 | 0.3937 |  | NR
33 | 1570 | Atwell | 2012 | 후향적 코호트 비교 | renal tumors | PCA | RFA |  | 피부 동상 | Skin freeze |  |  |  | 311 | 1 | 0.32154 |  | 254 | 0 | 0 |  | NR
33 | 1570 | Atwell | 2012 | 후향적 코호트 비교 | renal tumors | PCA | RFA |  | 뇌혈관 사건 | Cerebrovascular event |  |  |  | 311 | 1 | 0.32154 |  | 254 | 0 | 0 |  | NR
33 | 1570 | Atwell | 2012 | 후향적 코호트 비교 | renal tumors | PCA | RFA |  | 각막 찰과상 | Corneal abrasion |  |  |  | 311 | 2 | 0.64309 |  | 254 | 0 | 0 |  | NR
33 | 1570 | Atwell | 2012 | 후향적 코호트 비교 | renal tumors | PCA | RFA |  | 표재성 정맥 혈전증 | Superficial venous thrombosis |  |  |  | 311 | 1 | 0.32154 |  | 254 | 0 | 0 |  | NR
33 | 1570 | Atwell | 2012 | 후향적 코호트 비교 | renal tumors | PCA | RFA |  | 요로피 협착 | Urothelial stricture |  |  |  | 311 | 0 | 0 |  | 254 | 5 | 1.9685 |  | NR
33 | 1570 | Atwell | 2012 | 후향적 코호트 비교 | renal tumors | PCA | RFA |  | 요 누출 | Urine leak |  |  |  | 311 | 0 | 0 |  | 254 | 1 | 0.3937 |  | NR
33 | 1570 | Atwell | 2012 | 후향적 코호트 비교 | renal tumors | PCA | RFA |  | 농양 | Abscess |  |  |  | 311 | 0 | 0 |  | 254 | 1 | 0.3937 |  | NR
33 | 1570 | Atwell | 2012 | 후향적 코호트 비교 | renal tumors | PCA | RFA |  | 마취 관련 신경 마비 | Anesthesia-related nerve palsy |  |  |  | 311 | 0 | 0 |  | 254 | 1 | 0.3937 |  | NR
37 | 1718 | Altunrende | 2011 | 후향적 코호트 비교 | renal mass | PCA | RFA |  | major | major(Clavien grade IV-V) |  |  |  | 29 | 0 | 0 |  | 48 | 0 | 0
37 | 1718 | Altunrende | 2011 | 후향적 코호트 비교 | renal mass | PCA | RFA |  | 혈종 | hematoma |  |  |  | 29 | 2 | 6.8966 | In 2 cases in the Cryo group a perirenal hematoma developed that required no intervention (grade I) | 36 | 4 | 11.1111 | small hematoma, requiring observation only (grade I).
37 | 1718 | Altunrende | 2011 | 후향적 코호트 비교 | renal mass | PCA | RFA |  | 농양 | subcutaneous abscess (Clavien IIIa) |  |  |  | 29 | 0 | 0 |  | 36 | 1 | 2.7778 | at the procedure site was managed by percutaneous drainage and antibiotic therapy (grade IIIa)
38 | 1776 | Pirasteh | 2011 | 후향적 코호트 비교 | small renal massess | PCA | RFA |  | minor | minor complications |  |  |  | 70 | 1 | 1.4286 | skin thermal injury | 41 | 1 | 2.439 | perinephric hemorrhage | NR
39 | 2082 | Bandi | 2008 | 후향적 코호트 비교 | small renal masses | PCA | RFA | 시술중 | 전체 | 전체 합병증률 |  |  |  | 20 | 2 | 10 | one patient had a urine leak, one patient had a hematoma identified intraoperatively | 15 | 1 | 6.6667 | one patient had a hematoma identified intraoperatively | 0.25 | 세군간 비교
39 | 2082 | Bandi | 2008 | 후향적 코호트 비교 | small renal masses | PCA | RFA | 시술후 | 전체 | 전체 합병증률 |  |  |  | 20 | 2 | 10 | two patients had significant postoperative prolonged neuropraxia. | 15 | 3 | 20 | one had a large retroperitoneal hematoma necessitating blood transfusion, and two had significant postoperative prolonged neuropraxia. | 0.56 | 세군간 비교
8 | 127 | Umari | 2022 | 후향적 코호트 비교 | small renal masses | PCA | AS |  | Clavien 분류 | Clavien grade 1-2 합병증 |  |  |  | 59 | 3 | 5.0847 | 역산출값(문헌에서는 5%로 제시) | NR | NR | NR |  | NR
8 | 127 | Umari | 2022 | 후향적 코호트 비교 | small renal masses | PCA | AS |  | Clavien 분류 | Clavien grade 3-5 합병증 |  |  |  | 59 | 0 | 0 |  | NR | NR | NR |  | NR

## 안전성_연속형
연번 | ref# | 1저자 | 연도 | 연구유형 | 연구대상자 | 중재군 | 비교군 | 안전성 결과지표 | [9 empty] | 비교군 결과
[8 empty] | 범주 | 결과지표 | 측정단위 | 상세/비고 | n | median | IQR/범위 | mean | SD | 세부내용 | n | median | IQR/범위 | mean | SD | 세부내용 | p-value
2 | 9 | Junker | 2022 | 전향적 코호트 비교 | 신세포암 | PCA | PN | 재입원 소요 | 재입원하는데 소요기간 | days |  |  | 3 | (IQR) 1-6 |  |  |  |  | 2.5 | (IQR) 2-5
3 | 15 | Lucignani | 2022 | 후향적 코호트 비교 | T1a 신장암 | PCA | MWA | 재원기간 | 재원기간 | days |  |  | 1 | (IQR) 1-1 |  |  |  |  | 2 | (IQR) 1-3 |  |  |  | <0.001
6 | 203 | Bianchi | 2022 | 후향적 코호트 비교 | cT1a 신장암 | PCA | RFA | 재원기간 | 재원기간 | days |  | 74 | 2 | (IQR) 2-2 |  |  |  | 63 | 1 | (IQR) 1-2 |  |  |  | <0.001
7 | 203 | Bianchi | 2022 | 후향적 코호트 비교 | cT1a 신장암 | PCA | PN | 재원기간 | 재원기간 | days |  | 74 | 2 | (IQR) 2-2 |  |  |  | 137 | 4 | (IQR) 3-5 |  |  |  | <0.001
10 | 314 | Garcia | 2021 | 후향적 코호트 비교 | T1a primary renal neoplasms | PCA | RaPN | 재원기간 | 재원기간 | days |  | 63 |  |  | 2.2 | 2.95 |  | 69 |  |  | 3.03 | 1.49 |  | 0.04
12 | 349 | Yanagisawa | 2020 | 후향적 코호트 비교 | cT1 renal tumors | PCA | LPN | 출혈량 | 출혈(blood loss) | ml |  | 90 |  |  | - |  |  | 90 |  |  | 153.3 | 194.6 |  | -
12 | 349 | Yanagisawa | 2020 | 후향적 코호트 비교 | cT1 renal tumors | PCA | LPN | 재원기간 | 재원기간 | days |  | 90 |  |  | 5.3 | 5.3 |  | 90 |  |  | 8.8 | 3.4 |  | <0.001
14 | 412 | Rembeyo | 2020 | 후향적 코호트 비교 | cT1b Renal Tumors | PCA | RaPN | 재원기간 | 재원기간 | days |  | 55 |  |  | 2 |  |  | 36 |  |  | 5 |  |  | <0.001
14 | 412 | Rembeyo | 2020 | 후향적 코호트 비교 | cT1b Renal Tumors | PCA | RFA | 재원기간 | 재원기간 | days |  | 55 |  |  | 2 |  |  | 11 |  |  | 2
19 | 571 | Frausse | 2019 | 후향적 코호트 비교 | renal tumours | PCA | RaPN | 재원기간 | 재원기간 | days | 1:1 매칭전 대상에서의 결과 | 177 |  |  | 1.22 | 1.94 |  | 470 |  |  | 4.15 | 1.22 |  | <0.001
21 | 641 | Mason | 2018 | 후향적 코호트 비교 | patients with synchronous bilateral renal masses | PCA | PN | 재원기간 | 재원기간 | days |  | 13 | 1 | (IQR) 1-10 |  |  |  | 76 | 7 | (IQR) 5-8 |  |  |  | NR
25 | 1000 | Chehab | 2016 | 후향적 코호트 비교(전향적모집) | T1a Tumors | PCA | OPN | 재원기간 | 재원기간 | days |  | 34 |  |  | 1.08 | 0.752 |  | 26 |  |  | 4.53 | 1.6 |  | <0.0001
25 | 1000 | Chehab | 2016 | 후향적 코호트 비교(전향적모집) | T1a Tumors | PCA | RaPN | 재원기간 | 재원기간 | days |  | 34 |  |  | 1.08 | 0.752 |  | 100 |  |  | 2.6 | 1.4 |  | <0.0001
28 | 1116 | Miller | 2015 | 후향적 코호트 비교(전향적모집) | clinical T1a renal masses | PCA | RFA | 재원기간 | 재원기간 | days |  | 58 | 1 | 1-5 | 1.2 | 0.7 |  | 41 | 0.5 | 0-3 | 1.1 | 0.5 |  | 0.22
33 | 1570 | Atwell | 2012 | 후향적 코호트 비교 | renal tumors | PCA | RFA | 재원기간 | 재원기간 | days |  | 311 |  | 1-22 | 1 | 1.4 |  | 254 |  | 1-3 | 1 | 0.3 |  | NR
39 | 2082 | Bandi | 2008 | 후향적 코호트 비교 | small renal masses | PCA | RFA | 재원기간 | 재원기간 | days |  | 20 |  |  | 1.1 |  |  | 15 |  |  | 2 |  |  | NR

## 효과성_범주형
[8 empty] | 의료결과 |  |  |  | 중재군 결과 |  |  |  |  | 비교군 결과 | [6 empty] | 통계량(HR, OR, RR 등)
연번 | ref# | 1저자 | 연도 | 연구유형 | 연구대상자 | 중재군 | 비교군 | 범주 | 결과지표 | 측정시점 | 정의/기타 | Total N | Event n | % | 95% CI | 상세내용 | Total N | Event n | % | 95% CI | 상세내용 | p-value | 비고 | 통계량 지표 | 통계량 | 95% CI | p-value | 비고
1 | 4 | Guidry | 2022 | 후향적 코호트 비교 | 신장암 | PCA | MWA | 시술 성공 | primary technical success |  |  | 200 | 186 | 93 |  | 14명중 12명은 CA를 반복 시행한 후 후속 영상에서 잔여 질환이 없었음(secondary technical success, 99%), 그외 2명은 잔류질환에 대한 능동감시 받음 | 40 | 38 | 95 |  | both underwent a second MWA after which there was no residual disease on follow-up imaging (secondary technical success, 100%). | NR
1 | 4 | Guidry | 2022 | 후향적 코호트 비교 | 신장암 | PCA | MWA | 재발 | 국소 재발(local recurrence) |  |  | 200 | 30 | 15 |  | The median time from thermal ablation to recurrence in these patients was 392 days (range, 96–2,442 days). | 40 | 0 | 0 |  |  | NR
3 | 15 | Lucignani | 2022 | 후향적 코호트 비교 | T1a 신장암 | PCA | MWA | 생존 | 전체 사망률(overall mortality) |  |  | 116 | 18 | 15.5172 |  |  | 50 | 4 | 8 |  |  | 0.14
3 | 15 | Lucignani | 2022 | 후향적 코호트 비교 | T1a 신장암 | PCA | MWA | 생존 | 암 관련 사망률(cancer-related mortality) |  |  | 116 | 3 | 2.5862 |  | Among the 3 patients in the CA group that were classified as dead due to tumor progression, 2 patients had previously undergone radical nephrectomy for pT3a cN0M0 clear cell renal cell cancer and subsequently developed a small renal tumor in the remaining kidney, which was treated by CA. One patient developed recurrences along the cryoprobe tract and subsequently a metastatic disease that induced deaths. | 50 | 0 | 0 |  |  | 0.33
3 | 15 | Lucignani | 2022 | 후향적 코호트 비교 | T1a 신장암 | PCA | MWA | 종양 지속 | 종양 지속(tumor persistence) |  | as the presence of focal enhancement of more than 15 Hounsfield Units (HU) at each scan at 1month cross-sectional imaging. | 116 | 5 | 4.3103 |  |  | 50 | 6 | 12 |  |  | 0.07
3 | 15 | Lucignani | 2022 | 후향적 코호트 비교 | T1a 신장암 | PCA | MWA | 재발 | 국소 재발(local recurrence) |  | New focal enhancement on subsequent follow-up imaging | 116 | 11 | 9.4828 |  |  | 50 | 3 | 6 |  |  | 0.46
3 | 15 | Lucignani | 2022 | 후향적 코호트 비교 | T1a 신장암 | PCA | MWA | 재시술 | 2차 중재(secondary interventions) |  |  | 116 | 13 | 11.2069 |  |  | 50 | 4 | 8 |  |  | 0.41
3 | 15 | Lucignani | 2022 | 후향적 코호트 비교 | T1a 신장암 | PCA | MWA | 생존 | 무재발 생존율 | 3년 |  | NR | NR | 91 |  |  | NR | NR | 95 |  |  | 0.77
3 | 15 | Lucignani | 2022 | 후향적 코호트 비교 | T1a 신장암 | PCA | MWA | 생존 | 전체 생존율 | 3년 |  | NR | NR | 80 |  |  | NR | NR | 88 |  |  | 0.23
3 | 15 | Lucignani | 2022 | 후향적 코호트 비교 | T1a 신장암 | PCA | MWA | 재발 | 재발예측인자로서 관련성 |  | univariate cox regression | NR | NR | NR | NR |  | NR | NR | NR | NR |  | 0.73 |  | HR | 1.25 | 0.34-4.57
4 | 113 | Chan | 2022 | 후향적 코호트 비교 | 신세포암(T1a) | PCA | RFA | 생존 | 전체 생존율 | 5년 |  | 72 |  | 90.3 | 80.7-95.2 |  | 87 |  | 93 | 85.0-96.8
4 | 113 | Chan | 2022 | 후향적 코호트 비교 | 신세포암(T1a) | PCA | RFA | 생존 | 암특이 생존율 | 5년 |  | 72 |  | 100 | NA |  | 87 |  | 98.8 | 91.8-99.8
4 | 113 | Chan | 2022 | 후향적 코호트 비교 | 신세포암(T1a) | PCA | RFA | 생존 | local recurrence-free survival | 5년 |  | 72 |  | 98.5 | 89.7-99.8 |  | 87 |  | 95.7 | 87.3-98.6
4 | 113 | Chan | 2022 | 후향적 코호트 비교 | 신세포암(T1a) | PCA | RFA | 생존 | metastasis free survival | 5년 |  | 72 |  | 100 | NA |  | 87 |  | 97.3 | 90.0-99.3
4 | 113 | Chan | 2022 | 후향적 코호트 비교 | 신세포암(T1a) | PCA | RFA | 생존 | 전체 생존율 | 10년 |  | 72 |  | 73.9 | 56.4-85.2 |  | 87 |  | 89 | 79.9-94.1
4 | 113 | Chan | 2022 | 후향적 코호트 비교 | 신세포암(T1a) | PCA | RFA | 생존 | 암특이 생존율 | 10년 |  | 72 |  | 100 | NA |  | 87 |  | 98.8 | 91.8-99.8
4 | 113 | Chan | 2022 | 후향적 코호트 비교 | 신세포암(T1a) | PCA | RFA | 생존 | local recurrence-free survival | 10년 |  | 72 |  | 92.3 | 66.7-98.5 |  | 87 |  | 91.4 | 80.0-96.4
4 | 113 | Chan | 2022 | 후향적 코호트 비교 | 신세포암(T1a) | PCA | RFA | 생존 | metastasis free survival | 10년 |  | 72 |  | 100 | NA |  | 87 |  | 97.3 | 90.0-99.3
4 | 113 | Chan | 2022 | 후향적 코호트 비교 | 신세포암(T1a) | PCA | LPN | 생존 | 전체 생존율 | 5년 |  | 72 |  | 90.3 | 80.7-95.2 |  | 79 |  | 91.1 | 82.3-95.6
4 | 113 | Chan | 2022 | 후향적 코호트 비교 | 신세포암(T1a) | PCA | LPN | 생존 | 암특이 생존율 | 5년 |  | 72 |  | 100 | NA |  | 75 |  | 98.7 | 91.9-99.8
4 | 113 | Chan | 2022 | 후향적 코호트 비교 | 신세포암(T1a) | PCA | LPN | 생존 | local recurrence-free survival | 5년 |  | 72 |  | 98.5 | 89.7-99.8 |  | 74 |  | 98.7 | 90.8-99.8
4 | 113 | Chan | 2022 | 후향적 코호트 비교 | 신세포암(T1a) | PCA | LPN | 생존 | metastasis free survival | 5년 |  | 72 |  | 100 | NA |  | 74 |  | 98.7 | 90.8-99.8
4 | 113 | Chan | 2022 | 후향적 코호트 비교 | 신세포암(T1a) | PCA | LPN | 생존 | 전체 생존율 | 10년 |  | 72 |  | 73.9 | 56.4-85.2 |  | 79 |  | 87.6 | 77.0-93.4
4 | 113 | Chan | 2022 | 후향적 코호트 비교 | 신세포암(T1a) | PCA | LPN | 생존 | 암특이 생존율 | 10년 |  | 72 |  | 100 | NA |  | 75 |  | 98.7 | 91.9-99.8
4 | 113 | Chan | 2022 | 후향적 코호트 비교 | 신세포암(T1a) | PCA | LPN | 생존 | local recurrence-free survival | 10년 |  | 72 |  | 92.3 | 66.7-98.5 |  | 74 |  | 93.3 | 78.4-98.0
4 | 113 | Chan | 2022 | 후향적 코호트 비교 | 신세포암(T1a) | PCA | LPN | 생존 | metastasis free survival | 10년 |  | 72 |  | 100 | NA |  | 74 |  | 93.3 | 78.6-98.0
4 | 113 | Chan | 2022 | 후향적 코호트 비교 | 신세포암(T1b) | PCA | RFA | 생존 | 전체 생존율 | 5년 |  | 31 |  | 71 | 51.6-83.7 |  | 13 |  | 61.5 | 30.8-81.8
4 | 113 | Chan | 2022 | 후향적 코호트 비교 | 신세포암(T1b) | PCA | RFA | 생존 | 암특이 생존율 | 5년 |  | 31 |  | 96.4 | 77.2-99.5 |  | 13 |  | 92.3 | 56.6-98.9
4 | 113 | Chan | 2022 | 후향적 코호트 비교 | 신세포암(T1b) | PCA | RFA | 생존 | local recurrence-free survival | 5년 |  | 31 |  | 92.8 | 73.9-98.1 |  | 13 |  | 87.5 | 38.7-98.1
4 | 113 | Chan | 2022 | 후향적 코호트 비교 | 신세포암(T1b) | PCA | RFA | 생존 | metastasis free survival | 5년 |  | 31 |  | 96.7 | 78.6-99.5 |  | 13 |  | 92.3 | 56.6-98.9
4 | 113 | Chan | 2022 | 후향적 코호트 비교 | 신세포암(T1b) | PCA | RFA | 생존 | 전체 생존율 | 10년 |  | 31 |  | 43.5 | 24.5-61.9 |  | 13 |  | 52.8 | 23.4-75.5
4 | 113 | Chan | 2022 | 후향적 코호트 비교 | 신세포암(T1b) | PCA | RFA | 생존 | 암특이 생존율 | 10년 |  | 31 |  | 96.4 | 77.2-99.5 |  | 13 |  | 92.3 | 56.6-98.9
4 | 113 | Chan | 2022 | 후향적 코호트 비교 | 신세포암(T1b) | PCA | RFA | 생존 | local recurrence-free survival | 10년 |  | 31 |  | 86.4 | 61.7-95.6 |  | 13 |  | 87.5 | 38.7-98.1
4 | 113 | Chan | 2022 | 후향적 코호트 비교 | 신세포암(T1b) | PCA | RFA | 생존 | metastasis free survival | 10년 |  | 31 |  | 96.7 | 78.6-99.5 |  | 13 |  | 92.3 | 56.6-98.9
4 | 113 | Chan | 2022 | 후향적 코호트 비교 | 신세포암(T1b) | PCA | LPN | 생존 | 전체 생존율 | 5년 |  | 31 |  | 71 | 51.6-83.7 |  | 14 |  | 78.6 | 47.3-92.5
4 | 113 | Chan | 2022 | 후향적 코호트 비교 | 신세포암(T1b) | PCA | LPN | 생존 | 암특이 생존율 | 5년 |  | 31 |  | 96.4 | 77.2-99.5 |  | 13 |  | 100 | NA
4 | 113 | Chan | 2022 | 후향적 코호트 비교 | 신세포암(T1b) | PCA | LPN | 생존 | local recurrence-free survival | 5년 |  | 31 |  | 92.8 | 73.9-98.1 |  | 13 |  | 92.3 | 56.6-98.9
4 | 113 | Chan | 2022 | 후향적 코호트 비교 | 신세포암(T1b) | PCA | LPN | 생존 | metastasis free survival | 5년 |  | 31 |  | 96.7 | 78.6-99.5 |  | 13 |  | 100 | NA
4 | 113 | Chan | 2022 | 후향적 코호트 비교 | 신세포암(T1b) | PCA | LPN | 생존 | 전체 생존율 | 10년 |  | 31 |  | 43.5 | 24.5-61.9 |  | 14 |  | 68.1 | 34.5-87.1
4 | 113 | Chan | 2022 | 후향적 코호트 비교 | 신세포암(T1b) | PCA | LPN | 생존 | 암특이 생존율 | 10년 |  | 31 |  | 96.4 | 77.2-99.5 |  | 13 |  | 100 | NA
4 | 113 | Chan | 2022 | 후향적 코호트 비교 | 신세포암(T1b) | PCA | LPN | 생존 | local recurrence-free survival | 10년 |  | 31 |  | 86.4 | 61.7-95.6 |  | 13 |  | 74.6 | 39.8-91.1
4 | 113 | Chan | 2022 | 후향적 코호트 비교 | 신세포암(T1b) | PCA | LPN | 생존 | metastasis free survival | 10년 |  | 31 |  | 96.7 | 78.6-99.5 |  | 13 |  | 100 | NA
5 | 119 | Koebe | 2022 | 후향적 코호트 비교 | cT1a 신세포암 | PCA | RFA | 시술 성공 | rate of primary efficacy |  | defined as complete eradication of tumor after the first ablation session and confirmed on first imaging follow-up | 83 | 77 | 92.7711 |  |  | 93 | 85 | 91.3978 |  |  | NR
5 | 119 | Koebe | 2022 | 후향적 코호트 비교 | cT1a 신세포암 | PCA | MWA | 시술 성공 | rate of primary efficacy |  | defined as complete eradication of tumor after the first ablation session and confirmed on first imaging follow-up | 83 | 77 | 92.7711 |  |  | 171 | 170 | 99.4152 |  |  | 0.001
11 | 172 | Loloi | 2020 | 후향적 코호트 비교 | renal cortical neoplasms | PCA | PRFA | 재발 | recurrence rates | mean 13.7개월(1-65) | Recurrence in the ipsilateral renal unit was defined as evidence of carcinoma either in the ablation zone or within the ipsilateral kidney (by imaging or biopsy), following an initial negative imaging study. Metastatic or distant disease was characterized as evidence of RCC at a site outside of either renal unit. | 207 | 7 | 3.3816 |  |  | 683 | 49 | 7.1742 |  |  | 0.05
6 | 203 | Bianchi | 2022 | 후향적 코호트 비교 | cT1a 신장암 | PCA | RFA | 생존 | 무질병 생존율 | 5년 |  | 74 | 59 | 79.5 |  | 역계산 추정치 | 63 | 51 | 80.8 |  | 역계산 추정치 | 0.9
6 | 203 | Bianchi | 2022 | 후향적 코호트 비교 | cT1a 신장암 | PCA | PN | 생존 | 무질병 생존율 | 5년 |  | 74 | 59 | 79.5 |  | 역계산 추정치 | 137 | 127 | 92.8 |  | 역계산 추정치 | 0.03
6 | 203 | Bianchi | 2022 | 후향적 코호트 비교 | cT1a 신장암 | PCA | RFA | 생존 | 전체 생존율 | 5년 |  | 74 | 65 | 87.8 |  |  | 63 | 55 | 87.8 |  | 역계산 추정치 | 0.3
6 | 203 | Bianchi | 2022 | 후향적 코호트 비교 | cT1a 신장암 | PCA | PN | 생존 | 전체 생존율 | 5년 |  | 74 | 65 | 87.8 |  |  | 137 | 131 | 95.8 |  | 역계산 추정치 | 0.2
6 | 203 | Bianchi | 2022 | 후향적 코호트 비교 | cT1a 신장암 | PCA | RFA | 재발 | 국소 재발(local recurrence) |  |  | 63 | 14 | 22.2 |  | 역계산 추정치 | 55 | 11 | 20 |  |  | 0.8 | considering patients with proven RCC(n=225)
6 | 203 | Bianchi | 2022 | 후향적 코호트 비교 | cT1a 신장암 | PCA | PN | 재발 | 국소 재발(local recurrence) |  |  | 63 | 14 | 22.2 |  | 역계산 추정치 | 107 | 5 | 4.7 |  |  | <0.001 | considering patients with proven RCC(n=225)
6 | 203 | Bianchi | 2022 | 후향적 코호트 비교 | cT1a 신장암 | PCA | RFA | 재발 | 전신 재발(systemic recurrence) |  |  | 63 | 1 | 1.5873 |  |  | 55 | 0 | 0 |  |  | 0.3
6 | 203 | Bianchi | 2022 | 후향적 코호트 비교 | cT1a 신장암 | PCA | PN | 재발 | 전신 재발(systemic recurrence) |  |  | 63 | 1 | 1.5873 |  |  | 107 | 2 | 1.8692 |  |  | 0.5
7 | 244 | Bianchi | 2021 | 이탈리아 | clinically localized (cN0 M0) renal mass (cT1) | PCA | RFA | 생존 | 무재발 생존율 | 3년 | overall population | 83 | NR | 90.4 |  |  | 68 | NR | 83.8
7 | 244 | Bianchi | 2021 | 이탈리아 | clinically localized (cN0 M0) renal mass (cT1) | PCA | RFA | 생존 | 무재발 생존율 | 5년 | overall population | 83 | NR | 87.8 |  |  | 68 | NR | 79.4 |  |  | 0.2
7 | 244 | Bianchi | 2021 | 이탈리아 | clinically localized (cN0 M0) renal mass (cT1) | PCA | PN | 생존 | 무재발 생존율 | 3년 | overall population | 83 | NR | 90.4 |  |  | 665 | NR | 97
7 | 244 | Bianchi | 2021 | 이탈리아 | clinically localized (cN0 M0) renal mass (cT1) | PCA | PN | 생존 | 무재발 생존율 | 5년 | overall population | 83 | NR | 87.8 |  |  | 665 | NR | 96.4 |  |  | <0.001
7 | 244 | Bianchi | 2021 | 이탈리아 | clinically localized (cN0 M0) renal mass (cT1) | PCA | RFA | 생존 | 무재발 생존율 | 5년 | clear cell RCC | NR | NR | 80.4 |  |  | NR | NR | 75 |  |  | 0.5
7 | 244 | Bianchi | 2021 | 이탈리아 | clinically localized (cN0 M0) renal mass (cT1) | PCA | PN | 생존 | 무재발 생존율 | 5년 | clear cell RCC | NR | NR | 80.4 |  |  | NR | NR | 93.3 |  |  | <0.001
7 | 244 | Bianchi | 2021 | 이탈리아 | clinically localized (cN0 M0) renal mass (cT1) | PCA | RFA | 생존 | 무재발 생존율 | 5년 | non-clear cell RCC | NR | NR | 96 |  |  | NR | NR | 84.4 |  |  | 0.1
7 | 244 | Bianchi | 2021 | 이탈리아 | clinically localized (cN0 M0) renal mass (cT1) | PCA | PN | 생존 | 무재발 생존율 | 5년 | non-clear cell RCC | NR | NR | 96 |  |  | NR | NR | 97.9 |  |  | 0.9
7 | 244 | Bianchi | 2021 | 이탈리아 | clinically localized (cN0 M0) renal mass (cT1) | PCA | RFA | 생존 | 암특이 사망률 |  | Considering patients with histologic confirmed RCC | 83 | 2 | 2.8 |  |  | 68 | 2 | 4.3 |  |  | NR
7 | 244 | Bianchi | 2021 | 이탈리아 | clinically localized (cN0 M0) renal mass (cT1) | PCA | PN | 생존 | 암특이 사망률 |  | Considering patients with histologic confirmed RCC | 83 | 2 | 2.8 |  |  | 665 | 4 | 0.8 |  |  | 0.08
7 | 244 | Bianchi | 2021 | 이탈리아 | clinically localized (cN0 M0) renal mass (cT1) | PCA | RFA | 재발 | 국소 재발(local recurrence) | local recurrence following ablation was defined as new focal enhancement in the ablation bed or enlargement of the ablation defect on follow-up imaging. | Considering patients with histologic confirmed RCC | NR | 12 | 16.9 |  |  | NR | 11 | 23.9 |  |  | NR
7 | 244 | Bianchi | 2021 | 후향적 코호트 비교 | clinically localized (cN0 M0) renal mass (cT1) | PCA | PN | 재발 | 국소 재발(local recurrence) | local recurrence following PN was defined as a mass in the ipsilateral kidney. | Considering patients with histologic confirmed RCC | NR | 12 | 16.9 |  |  | NR | 17 | 3.5 |  |  | <0.001
7 | 244 | Bianchi | 2021 | 이탈리아 | clinically localized (cN0 M0) renal mass (cT1) | PCA | RFA | 재발 | 전신 재발(systemic recurrence) |  | Considering patients with histologic confirmed RCC | NR | 1 | 1.4 |  |  | NR | 3 | 6.5 |  |  | NR
7 | 244 | Bianchi | 2021 | 후향적 코호트 비교 | clinically localized (cN0 M0) renal mass (cT1) | PCA | PN | 재발 | 전신 재발(systemic recurrence) |  | Considering patients with histologic confirmed RCC | NR | 1 | 1.4 |  |  | NR | 15 | 3.1 |  |  | 0.5
7 | 244 | Bianchi | 2021 | 이탈리아 | clinically localized (cN0 M0) renal mass (cT1) | PCA | RFA | 재시술 | retreatments |  |  | 83 | 5 | 6.0241 |  |  | 68 | 4 | 5.8824 |  |  | NR
7 | 244 | Bianchi | 2021 | 이탈리아 | clinically localized (cN0 M0) renal mass (cT1) | PCA | PN | 재시술 | retreatments |  |  | 83 | 5 | 6.0241 |  |  | 665 | 4 | 0.6015 |  |  | 0.04
7 | 244 | Bianchi | 2021 | 이탈리아 | clinically localized (cN0 M0) renal mass (cT1) | PCA | PN | 재발 | 재발예측인자로서 관련성 |  | cox regression | [12 empty] | HR | 3.86 | 1.76-8.44 | 0.001 | multivariable, n=571
9 | 283 | Uemura | 2021 | 후향적 코호트 비교 | cT1 RCC | PCA | RaPN | 재발 | 국소 재발(local recurrence) |  |  | 48 | 3 | 6.25 |  |  | 78 | 2 | 2.5641
9 | 283 | Uemura | 2021 | 후향적 코호트 비교 | cT1 RCC | PCA | RaPN | 전이 | 전이 |  |  | 48 | 0 | 0 |  |  | 78 | 0 | 0
9 | 283 | Uemura | 2021 | 후향적 코호트 비교 | cT1 RCC | PCA | RaPN | 생존 | 무재발 생존율 | 3년 | RFS was defined as the time from RAPN or PCA to any local recurrence. | 48 | NR | 90.3 |  |  | 78 | NR | 93.5 |  |  | 0.093
9 | 283 | Uemura | 2021 | 후향적 코호트 비교 | cT1 RCC | PCA | RaPN | 생존 | 전체 생존율 | 3년 | OS was defined as the time from RAPN or PCA to documented death or last contact, | 48 | NR | 97.4 |  |  | 78 | NR | 100 |  |  | 0.17
12 | 349 | Yanagisawa | 2020 | 후향적 코호트 비교 | cT1 renal tumors | PCA | LPN | 재발 | 국소 재발(local recurrence) |  |  | 90 | 4 | 4.4444 |  |  | 90 | 1 | 1.1111 |  |  | NR
12 | 349 | Yanagisawa | 2020 | 후향적 코호트 비교 | cT1 renal tumors | PCA | LPN | 전이 | 전이 |  |  | 90 | 1 | 1.1111 |  |  | 90 | 0 | 0
12 | 349 | Yanagisawa | 2020 | 후향적 코호트 비교 | cT1 renal tumors | PCA | LPN | 생존 | 국소무재발 생존율(LRFS) | 5년 | LRFS was defined as the time from LPN or PCA to any local recurrence. LCS(local control survival) was defined as the time from LPN or PCA to any local residue or recurrence after salvage PCA. | 90 |  | 90.2 | 72.7-96.8 |  | 90 |  | 98.5 | 89.7-99.8 |  | 0.36
12 | 349 | Yanagisawa | 2020 | 후향적 코호트 비교 | cT1 renal tumors | PCA | LPN | 생존 | 무전이 생존율(MFS) | 5년 |  | 90 |  | 98.4 | 89.4-99.8 |  | 90 |  | 100 | - |  | 0.38
12 | 349 | Yanagisawa | 2020 | 후향적 코호트 비교 | cT1 renal tumors | PCA | LPN | 생존 | 전체 생존율(OS) | 5년 |  | 90 |  | 91.7 | 72.7-97.7 |  | 90 |  | 98.9 | 92.4-98.8 |  | 0.53
12 | 349 | Yanagisawa | 2020 | 후향적 코호트 비교 | cT1 renal tumors | PCA | LPN | 생존 | 암특이 생존율(CSS) | 5년 |  | 90 |  | 95 | 69.5-99.3 |  | 90 |  | 100 | - |  | 0.55
13 | 380 | Morkos | 2020 | 후향적 코호트 비교 | single, sporadic, biopsy-proven RCC | PCA | PN | 생존 | 전체 생존율(OS) | 5년 |  | 128 |  | 87 | 80-93 |  | 13090 |  | 78 | 74-81 |  | 0.02
13 | 380 | Morkos | 2020 | 후향적 코호트 비교 | single, sporadic, biopsy-proven RCC | PCA | PN | 생존 | 전체 생존율(OS) | 10년 |  | 128 |  | 72 | 62-83 |  | 13090 |  | 49 | 41-57 |  | <0.001
13 | 380 | Morkos | 2020 | 후향적 코호트 비교 | single, sporadic, biopsy-proven RCC | PCA | PN | 생존 | 무재발 생존율 | 5년 |  | 128 |  | 85 | 79-91 |  | 13090 |  | NR | NR
13 | 380 | Morkos | 2020 | 후향적 코호트 비교 | single, sporadic, biopsy-proven RCC | PCA | PN | 생존 | 무재발 생존율 | 10년 |  | 128 |  | 69 | 59-79 |  | 13090 |  | NR | NR
13 | 380 | Morkos | 2020 | 후향적 코호트 비교 | single, sporadic, biopsy-proven RCC | PCA | PN | 생존 | 질병특이 생존율 | 5년 |  | 128 |  | 94 | 90-98 |  | 13090 |  | NR | NR
13 | 380 | Morkos | 2020 | 후향적 코호트 비교 | single, sporadic, biopsy-proven RCC | PCA | PN | 생존 | 질병특이 생존율 | 10년 |  | 128 |  | 94 | 90-98 |  | 13090 |  | NR | NR
14 | 412 | Rembeyo | 2020 | 후향적 코호트 비교 | cT1b Renal Tumors | PCA | RaPN | 생존 | 무재발 생존율 | 2년 | RCC 진단된 환자에 대해서 시행 | 44 |  | 73.5 | - |  | 32 |  | 89.1 |  |  | <0.001
14 | 412 | Rembeyo | 2020 | 후향적 코호트 비교 | cT1b Renal Tumors | PCA | RFA | 생존 | 무재발 생존율 | 2년 | RCC 진단된 환자에 대해서 시행 | 44 |  | 73.5 | - |  | 11 |  | 81.8
14 | 412 | Rembeyo | 2020 | 후향적 코호트 비교 | cT1b Renal Tumors | PCA | RaPN | 재발 | 국소 재발(local recurrence) |  |  | 44 | 12 | 27.2727 |  |  | 32 | 3 | 9.375 |  |  | 0.001
14 | 412 | Rembeyo | 2020 | 후향적 코호트 비교 | cT1b Renal Tumors | PCA | RFA | 재발 | 국소 재발(local recurrence) |  |  | 44 | 12 | 27.2727 |  |  | 11 | 2 | 18.1818
14 | 412 | Rembeyo | 2020 | 후향적 코호트 비교 | cT1b Renal Tumors | PCA | RaPN | 진행 | immediate risk of local progression | [14 empty] | HR | 4.3 | 1.78-10.37 | 0.001 | Intermediate-term oncologic outcomes found an immediate risk of local progression of 4.3 in the CA group compared with RAPN treatment (95% CI, 1.78-10.37; P=.001).
15 | 434 | De Cobelli | 2020 | 후향적 코호트 비교 | T1a renal cancer | PCA | MWA | 시술 성공 | technical success(건/tumor) |  | The absence of arterial enhancement in the ablation zone at the one-month cross-sectional imaging was used to define technical success of the procedure. | 51 | 47 | 92.1569 |  |  | 32 | 30 | 93.75 |  |  | 0.8
15 | 434 | De Cobelli | 2020 | 후향적 코호트 비교 | T1a renal cancer | PCA | MWA | 재발 | Disease reurrence(건/tumor) | PCA 18개월, MWA 12개월 | New renal enhancement at CT/MR or restricted diffusion at MR on scheduled follow-up imaging was defined time to recurrence/local tumor progression (LTP) | 47 | 3 | 6.383 |  |  | 30 | 1 | 3.3333 |  |  | 0.06
16 | 511 | Andrews | 2019 | 후향적 코호트 비교 | primary cT1N0M0 renal masses | PCA | PN | 재발 | 국소 재발(local recurrence) |  | Local recurrence following ablation was defined as a technical failure (failure to completely ablate the tumor as recognized during ablation or at first follow-up imaging) [18], a new focal enhancement in the ablation bed, or enlargement of the ablation defect on follow-up imaging as reviewed by G.D.S. and T.D. | 178 | 6 | 3.3708 |  |  | 1055 | 39 | 3.6967
16 | 511 | Andrews | 2019 | 후향적 코호트 비교 | primary cT1N0M0 renal masses | PCA | RFA | 재발 | 국소 재발(local recurrence) |  | Local recurrence following ablation was defined as a technical failure (failure to completely ablate the tumor as recognized during ablation or at first follow-up imaging) [19], a new focal enhancement in the ablation bed, or enlargement of the ablation defect on follow-up imaging as reviewed by G.D.S. and T.D. | 178 | 6 | 3.3708 |  |  | 175 | 6 | 3.4286
16 | 511 | Andrews | 2019 | 후향적 코호트 비교 | primary cT1N0M0 renal masses | PCA | PN | 생존 | 국소무재발 생존율(LRFS) | 5년 |  | 178 |  | 95.9 | 92.3-99.6 |  | 1055 |  | 97.7 | 96.7-98.6 |  |  |  | HR | 1.82/1.88 | 0.76-4.36/0.76-4.66 | 0.18/0.18 | univariate/propensity score adjusted HRs
16 | 511 | Andrews | 2019 | 후향적 코호트 비교 | primary cT1N0M0 renal masses | PCA | RFA | 생존 | 국소무재발 생존율(LRFS) | 5년 |  | 178 |  | 95.9 | 92.3-99.6 |  | 175 |  | 95.9 | 92.3-99.6
16 | 511 | Andrews | 2019 | 후향적 코호트 비교 | primary cT1N0M0 renal masses | PCA | PN | 생존 | 무전이 생존율(MFS) | 5년 |  | 108 |  | 100 | 100-100 |  | 835 |  | 98 | 97.0-99.0 |  |  |  | HR | 0.45/0.23 | 0.06-3.35/0.03-1.72 | 0.4/0.15 | univariate/propensity score adjusted HRs
16 | 511 | Andrews | 2019 | 후향적 코호트 비교 | primary cT1N0M0 renal masses | PCA | RFA | 생존 | 무전이 생존율(MFS) | 5년 |  | 108 |  | 100 | 100-100 |  | 73 |  | 93.9 | 88.3-100
16 | 511 | Andrews | 2019 | 후향적 코호트 비교 | primary cT1N0M0 renal masses | PCA | PN | 생존 | 암특이 생존율 | 5년 |  | 103 |  | 100 | 100-100 |  | 811 |  | 99.3 | 98.7-99.9 |  |  |  | HR | 0.52/0.29 | 0.03-10.29/0.01-6.11 | 0.7/0.4 | univariate/propensity score adjusted HRs
16 | 511 | Andrews | 2019 | 후향적 코호트 비교 | primary cT1N0M0 renal masses | PCA | RFA | 생존 | 암특이 생존율 | 5년 |  | 103 |  | 100 | 100-100 |  | 65 |  | 95.6 | 89.7-100
16 | 511 | Andrews | 2019 | 후향적 코호트 비교 | primary cT1N0M0 renal masses | PCA | PN | 생존 | 전체 생존율 | 5년 |  | 187 |  | 77 | 67-81 |  | 1055 |  | 92 | 90-94 |  |  |  | HR | 3.73/2.03 | 2.84-4.90/1.51-2.74 | <0.001/<0.001 | univariate/propensity score adjusted HRs
16 | 511 | Andrews | 2019 | 후향적 코호트 비교 | primary cT1N0M0 renal masses | PCA | RFA | 생존 | 전체 생존율 | 5년 |  | 187 |  | 77 | 67-81 |  | 180 |  | 72 | 65-79
16 | 511 | Andrews | 2019 | 후향적 코호트 비교 | cT1bN0M0 renal masses patients | PCA | PN | 재발 | 국소 재발(local recurrence) |  |  | 48 | 3 | 6.25 |  |  | 324 | 28 | 8.642
16 | 511 | Andrews | 2019 | 후향적 코호트 비교 | cT1bN0M0 renal masses patients | PCA | PN | 생존 | 국소무재발 생존율(LRFS) | 5년 |  | 48 |  | 95 | 89-100 |  | 324 |  | 93 | 90-96 |  |  |  | HR | 1.56/1.22 | 0.47-5.21/0.33-4.48 | 0.5/0.8 | univariate/propensity score adjusted HRs
16 | 511 | Andrews | 2019 | 후향적 코호트 비교 | cT1bN0M0 renal masses patients | PCA | PN | 생존 | 무전이 생존율(MFS) | 5년 |  | 35 |  | 90 | 78-100 |  | 272 |  | 94 | 91-97 |  |  |  | HR | 1.06/0.95 | 0.25-4.53/0.21-4.38 | 0.9/>0.9 | univariate/propensity score adjusted HRs
16 | 511 | Andrews | 2019 | 후향적 코호트 비교 | cT1bN0M0 renal masses patients | PCA | PN | 생존 | 암특이 생존율 | 5년 |  | 31 |  | 91 | 80-100 |  | 257 |  | 98 | 96-100 |  |  |  | HR | 3.07/1.94 | 0.67-14.07/0.42-8.96 | 0.15/0.4 | univariate/propensity score adjusted HRs
16 | 511 | Andrews | 2019 | 후향적 코호트 비교 | cT1bN0M0 renal masses patients | PCA | PN | 생존 | 전체 생존율 | 5년 |  | 52 |  | 56 | 43-72 |  | 324 |  | 90 | 87-93 |  |  |  | HR | 5.35/2.74 | 3.43-8.33/1.61-4.66 | <0.001/<0.001 | univariate/propensity score adjusted HRs
17 | 522 | Zhou | 2019 | 후향적 코호트 비교 | biopsy-proven T1aN0M0 RCCs | PCA | RFA | 시술 성공 | technical success |  | defined as successful completion of the ablation procedure according to the planned protocol, depending on the thermal ablation device used, with creation of a circumferential ablative margin of at least 5 mm. | 34 | 34 | 100 |  |  | 291 | 291 | 100 |  |  | NA
17 | 522 | Zhou | 2019 | 후향적 코호트 비교 | biopsy-proven T1aN0M0 RCCs | PCA | MWA | 시술 성공 | technical success |  | defined as successful completion of the ablation procedure according to the planned protocol, depending on the thermal ablation device used, with creation of a circumferential ablative margin of at least 6 mm. | 34 | 34 | 100 |  |  | 40 | 40 | 100 |  |  | NA
17 | 522 | Zhou | 2019 | 후향적 코호트 비교 | biopsy-proven T1aN0M0 RCCs | PCA | RFA | 시술 성공 | primary efficacy |  | defined as the percentage of tumors that were completely treated by the initial procedure. | 26 | 23 | 88.4615 |  |  | 244 | 232 | 95.082 |  |  | 0.33 | 세군간 비교
17 | 522 | Zhou | 2019 | 후향적 코호트 비교 | biopsy-proven T1aN0M0 RCCs | PCA | MWA | 시술 성공 | primary efficacy |  | defined as the percentage of tumors that were completely treated by the initial procedure. | 26 | 23 | 88.4615 |  |  | 27 | 26 | 96.2963 |  |  | 0.33 | 세군간 비교
17 | 522 | Zhou | 2019 | 후향적 코호트 비교 | biopsy-proven T1aN0M0 RCCs | PCA | RFA | 시술 성공 | secondary efficacy |  | defined as the percentage of tumors that were successfully treated by repeat ablation when primary efficacy was not achieved. | 3 | 3 | 100 |  |  | 12 | 12 | 100 |  |  | NA
17 | 522 | Zhou | 2019 | 후향적 코호트 비교 | biopsy-proven T1aN0M0 RCCs | PCA | MWA | 시술 성공 | secondary efficacy |  | defined as the percentage of tumors that were successfully treated by repeat ablation when primary efficacy was not achieved. | 3 | 3 | 100 |  |  | 1 | 1 | 100 |  |  | NA
17 | 522 | Zhou | 2019 | 후향적 코호트 비교 | biopsy-proven T1aN0M0 RCCs | PCA | RFA | 생존 | 무재발 생존율 | 2년 | the portion of patients without RCC in any other body organs beside the treated kidney | 26 |  | 100 |  |  | 244 |  | 100 |  |  |  | During the 2-year imaging follow-up, there were no instances of local recurrence, metastatic progression, or RCC-associated death among the RF ablation, cryoablation, and MWA groups.
17 | 522 | Zhou | 2019 | 후향적 코호트 비교 | biopsy-proven T1aN0M0 RCCs | PCA | MWA | 생존 | 무재발 생존율 | 2년 | the portion of patients without RCC in any other body organs beside the treated kidney | 26 |  | 100 |  |  | 27 |  | 100 |  |  |  | During the 2-year imaging follow-up, there were no instances of local recurrence, metastatic progression, or RCC-associated death among the RF ablation, cryoablation, and MWA groups.
17 | 522 | Zhou | 2019 | 후향적 코호트 비교 | biopsy-proven T1aN0M0 RCCs | PCA | RFA | 생존 | 무진행 생존율 | 2년 | the proportion of patients without evidence of RCC (including both local recurrence and metastatic disease) at last follow-up. | 26 |  | 100 |  |  | 244 |  | 100 |  |  |  | During the 2-year imaging follow-up, there were no instances of local recurrence, metastatic progression, or RCC-associated death among the RF ablation, cryoablation, and MWA groups.
17 | 522 | Zhou | 2019 | 후향적 코호트 비교 | biopsy-proven T1aN0M0 RCCs | PCA | MWA | 생존 | 무진행 생존율 | 2년 | the proportion of patients without evidence of RCC (including both local recurrence and metastatic disease) at last follow-up. | 26 |  | 100 |  |  | 27 |  | 100 |  |  |  | During the 2-year imaging follow-up, there were no instances of local recurrence, metastatic progression, or RCC-associated death among the RF ablation, cryoablation, and MWA groups.
17 | 522 | Zhou | 2019 | 후향적 코호트 비교 | biopsy-proven T1aN0M0 RCCs | PCA | RFA | 생존 | 암특이 생존율 | 2년 | the proportion of patients who did not die from RCC. | 26 |  | 100 |  |  | 244 |  | 100 |  |  |  | During the 2-year imaging follow-up, there were no instances of local recurrence, metastatic progression, or RCC-associated death among the RF ablation, cryoablation, and MWA groups.
17 | 522 | Zhou | 2019 | 후향적 코호트 비교 | biopsy-proven T1aN0M0 RCCs | PCA | MWA | 생존 | 암특이 생존율 | 2년 | the proportion of patients who did not die from RCC. | 26 |  | 100 |  |  | 27 |  | 100 |  |  |  | During the 2-year imaging follow-up, there were no instances of local recurrence, metastatic progression, or RCC-associated death among the RF ablation, cryoablation, and MWA groups.
19 | 571 | Frausse | 2019 | 후향적 코호트 비교 | renal tumours | PCA | RaPN | 재발 | 국소 재발(local recurrence) |  |  | 177 | 15 | 8.4746 |  | All recurrences in the PCA group were located on the PCA scar | 177 | 5 | 2.8249 |  | In the RAPN group, three recurrences occurred in the tumourectomy bed and two on the scar. | 0.03
19 | 571 | Frausse | 2019 | 후향적 코호트 비교 | renal tumours | PCA | RaPN | 생존 | 국소무재발 생존율(LRFS) | 5년 |  | 177 |  | 85 |  |  | 177 |  | 95 |  |  | 0.02
20 | 617 | Hasegawa | 2018 | 후향적 코호트 비교 | cT1b RCC | PCA | RFA | 시술 성공 | primary efficacy rate |  | defined as complete coverage of the index tumor by the ablative zone without signs of residual tumor following the initial procedure | 23 | 22 | 95.6522 |  |  | 23 | 15 | 65.2174 |  |  | 0.02
20 | 617 | Hasegawa | 2018 | 후향적 코호트 비교 | cT1b RCC | PCA | RFA | 시술 성공 | secondary efficacy rate |  |  | 23 | 23 | 100 |  |  | 23 | 21 | 91.3043 |  |  | 0.24
20 | 617 | Hasegawa | 2018 | 후향적 코호트 비교 | cT1b RCC | PCA | RFA | 진행 | 국소 종양 진행률(local tumor progression rate) |  | defined as the appearance of tumor foci at the edge of the ablated zone after achievement of technique efficacy | 23 | 2 | 8.6957 |  |  | 21 | 3 | 14.2857 |  |  | 0.66
20 | 617 | Hasegawa | 2018 | 후향적 코호트 비교 | cT1b RCC | PCA | RFA | 진행 | 국소 종양 진행률(local tumor progression rate) | 1년 |  |  |  | 10 |  |  |  |  | 12
20 | 617 | Hasegawa | 2018 | 후향적 코호트 비교 | cT1b RCC | PCA | RFA | 진행 | 국소 종양 진행률(local tumor progression rate) | 3년 |  |  |  | 10 |  |  |  |  | 12
20 | 617 | Hasegawa | 2018 | 후향적 코호트 비교 | cT1b RCC | PCA | RFA | 진행 | 국소 종양 진행률(local tumor progression rate) | 5년 |  |  |  | 10 |  |  |  |  | 27
20 | 617 | Hasegawa | 2018 | 후향적 코호트 비교 | cT1b RCC | PCA | RFA | 전이 | incidence of distant metastasis |  |  | 23 | 2 | 8.6957 |  |  | 23 | 1 | 4.3478 |  |  | >0.99
20 | 617 | Hasegawa | 2018 | 후향적 코호트 비교 | cT1b RCC | PCA | RFA | 생존 | 전체 생존율 | 1년 | determined from the date of initial treatment until death from any cause | 23 |  | 95 |  |  | 23 |  | 95
20 | 617 | Hasegawa | 2018 | 후향적 코호트 비교 | cT1b RCC | PCA | RFA | 생존 | 전체 생존율 | 3년 |  | 23 |  | 82 |  |  | 23 |  | 88
20 | 617 | Hasegawa | 2018 | 후향적 코호트 비교 | cT1b RCC | PCA | RFA | 생존 | 전체 생존율 | 5년 |  | 23 |  | 82 | 52-94 |  | 23 |  | 78 | 44-93 |  | 0.82
20 | 617 | Hasegawa | 2018 | 후향적 코호트 비교 | cT1b RCC | PCA | RFA | 생존 | RCC-related survival | 5년 | determined from the date of initial treatment until until RCC progression | 23 |  | 100 |  |  | 23 |  | 100 |  |  | >0.99
18 | 638 | Zhou | 2018 | 후향적 코호트 비교 | clinical stage T1N0M0 biopsy-proven RCCs | PCA | RFA | 시술 성공 | technical success |  |  | 46 | 46 | 100 |  |  | 347 | 347 | 100 |  |  | NA
18 | 638 | Zhou | 2018 | 후향적 코호트 비교 | clinical stage T1N0M0 biopsy-proven RCCs | PCA | MWA | 시술 성공 | technical success |  |  | 46 | 46 | 100 |  |  | 44 | 44 | 100 |  | 표에는 46/46으로 되어 있으나, tumor수는 44개로 수정해서 적음 | NA
18 | 638 | Zhou | 2018 | 후향적 코호트 비교 | clinical stage T1N0M0 biopsy-proven RCCs | PCA | RFA | 치료반응 | Complete response per RECIST |  |  | 46 | 39 | 84.7826 |  |  | 347 | 320 | 92.219 |  |  | 0.14 | 세군간 비교
18 | 638 | Zhou | 2018 | 후향적 코호트 비교 | clinical stage T1N0M0 biopsy-proven RCCs | PCA | MWA | 치료반응 | Complete response per RECIST |  |  | 46 | 39 | 84.7826 |  |  | 44 | 42 | 95.4545 |  |  | 0.14 | 세군간 비교
23 | 683 | Bhindi | 2018 | 후향적 코호트 비교(전향적모집) | single, clinically localized, noncystic primary renal tumor | PCA | PN | 실패 | Local/ipsilateral failure |  | Local treatment failure after PCA was defined as either technical failure following ablation (failure of the ablation ice ball to extend beyond the tumor margin on monitoring CT imaging during the procedure), new focal enhancement within the ablation bed on follow-up imaging, enlargement ofthe ablation defect on follow-up imaging, or any new mass in the ipsilateral kidney. | [12 empty] | HR | 1.27 | 0.45-3.62 | 0.6 | Unadjusted analysis
23 | 683 | Bhindi | 2018 | 후향적 코호트 비교(전향적모집) | single, clinically localized, noncystic primary renal tumor | PCA | PN | 실패 | Local/ipsilateral failure |  | Local treatment failure after PCA was defined as either technical failure following ablation (failure of the ablation ice ball to extend beyond the tumor margin on monitoring CT imaging during the procedure), new focal enhancement within the ablation bed on follow-up imaging, enlargement ofthe ablation defect on follow-up imaging, or any new mass in the ipsilateral kidney. | [12 empty] | HR | 0.87 | 0.38-1.98 | 0.7 | IPTW analysis
23 | 683 | Bhindi | 2018 | 후향적 코호트 비교(전향적모집) | single, clinically localized, noncystic primary renal tumor | PCA | PN | 전이 | Distant metastasis | [15 empty] | 0.79 | 0.28-2.19 | 0.7 | Unadjusted analysis
23 | 683 | Bhindi | 2018 | 후향적 코호트 비교(전향적모집) | single, clinically localized, noncystic primary renal tumor | PCA | PN | 전이 | Distant metastasis | [15 empty] | 0.6 | 0.30-1.20 | 0.2 | IPTW analysis
23 | 683 | Bhindi | 2018 | 후향적 코호트 비교(전향적모집) | single, clinically localized, noncystic primary renal tumor | PCA | PN | 사망 | 암특이사망률 (RCC Death) |  |  | 54 |  |  |  |  | 64 | [7 empty] | 2.69 | 0.55-13.1 | 0.2 | Unadjusted analysis
23 | 683 | Bhindi | 2018 | 후향적 코호트 비교(전향적모집) | single, clinically localized, noncystic primary renal tumor | PCA | PN | 사망 | 암특이사망률 (RCC Death) |  |  | 54 |  |  |  |  | 64 | [7 empty] | 1.13 | 0.32-3.98 | 0.8 | IPTW analysis
23 | 683 | Bhindi | 2018 | 후향적 코호트 비교(전향적모집) | single, clinically localized, noncystic primary renal tumor | PCA | PN | 사망 | 전체 사망률(Death from any cause) |  |  | 54 |  |  |  |  | 64 | [7 empty] | 1.54 | 0.68-3.47 | 0.3 | Unadjusted analysis
23 | 683 | Bhindi | 2018 | 후향적 코호트 비교(전향적모집) | single, clinically localized, noncystic primary renal tumor | PCA | PN | 사망 | 전체 사망률(Death from any cause) |  |  | 54 |  |  |  |  | 64 | [7 empty] | 2.23 | 1.32-3.77 | 0.005 | IPTW analysis
21 | 744 | Mason | 2017 | 후향적 코호트 비교(전향적모집) | solitary renal mass | PCA | PN | 신기능 | 말기신장질환(CKD) 진행 | 3개월 | PS-matched pairs | 294 | 64 | 21.7687 |  |  | 310 | 52 | 16.7742 |  |  | 0.12
21 | 744 | Mason | 2017 | 후향적 코호트 비교(전향적모집) | solitary renal mass | PCA | PN | 신기능 | 말기신장질환(CKD) 진행 | 3개월 | Adjusted for PS qunitiles | 339 | 70 | 20.649 |  |  | 1267 | 228 | 17.9953 |  |  | 0.15
21 | 744 | Mason | 2017 | 후향적 코호트 비교(전향적모집) | solitary renal mass | PCA | PN | 신기능 | 말기신장질환(CKD) 진행 | 3개월 | Re-weighting by stabilised IPWs | 299 | 67 | 22.408 |  |  | 1279 | 232 | 18.1392 |  |  | 0.099
24 | 987 | Chen | 2016 | 후향적 코호트 비교(전향적모집) | renal tumors | PCA | RFA | 시술 성공 | technical success |  |  | 104 | 86 | 82.6923 |  |  | 70 | 56 | 80 |  |  | 0.65
24 | 987 | Chen | 2016 | 후향적 코호트 비교(전향적모집) | renal tumors | PCA | RFA | 생존 | 전체 생존율 | 2년 |  | NR |  | 97 |  |  | NR |  | 98 |  |  | 0.95
24 | 987 | Chen | 2016 | 후향적 코호트 비교(전향적모집) | renal tumors | PCA | RFA | 생존 | 전체 생존율 | 5년 |  | NR |  | 97 |  |  | NR |  | 95 |  |  | NR
28 | 1116 | Miller | 2015 | 후향적 코호트 비교(전향적모집) | clinical T1a renal masses | PCA | RFA | 시술 성공 | technical success |  | Technical success was defined as extension of ablation defect beyond the tumor margin with absence of residual enhancing tumor in the ablation bed on the immediate postablation examination. | 61 | 60 | 98.3607 |  |  | 44 | 43 | 97.7273 |  |  | NR
28 | 1116 | Miller | 2015 | 후향적 코호트 비교(전향적모집) | clinical T1a renal masses | PCA | RFA | 재발 | 재발/국소 종양 진행 | 2년 |  | 50 | 0 | 0 |  |  | 37 | 2 | 5.4054 |  |  | NR
29 | 1132 | Thompson | 2015 | 후향적 코호트 비교 | sporadic, localized (N0M0), cT1 solid renal masses - T1a환자대상 | PCA | PN | 재발 | 국소 재발(local recurrence) |  |  | 174 | 3 | 1.7241 |  | 2.3, 3.0, 4.5년에 경험 | 1057 | 36 | 3.4059 |  | 중위값 3.0년에 경험(IQR 1.7-5.0yr) | NR
29 | 1132 | Thompson | 2015 | 후향적 코호트 비교 | sporadic, localized (N0M0), cT1 solid renal masses - T1a환자대상 | PCA | RFA | 재발 | 국소 재발(local recurrence) |  |  | 174 | 3 | 1.7241 |  | 2.3, 3.0, 4.5년에 경험 | 166 | 5 | 3.012 |  | 0.8, 2.5, 3.9, 6.2, 7.4yr에 경험 | NR
29 | 1132 | Thompson | 2015 | 후향적 코호트 비교 | sporadic, localized (N0M0), cT1 solid renal masses - T1a환자대상 | PCA | PN | 생존 | 국소 무재발 생존율 | 3년 |  | 174 |  | 98 | 95-100 |  | 1057 |  | 98 | 97-99 |  | 0.49 | 세군간 비교
29 | 1132 | Thompson | 2015 | 후향적 코호트 비교 | sporadic, localized (N0M0), cT1 solid renal masses - T1a환자대상 | PCA | RFA | 생존 | 국소 무재발 생존율 | 3년 |  | 174 |  | 98 | 95-100 |  | 166 |  | 98 | 96-100 |  | 0.49 | 세군간 비교
29 | 1132 | Thompson | 2015 | 후향적 코호트 비교 | sporadic, localized (N0M0), cT1 solid renal masses - T1a환자대상 | PCA | PN | 생존 | 무전이 생존율(MFS) | 3년 | confirmd RCC 대상 | 108 |  | 100 | 100-100 |  | 836 |  | 99 | 98-100 |  | 0.31
29 | 1132 | Thompson | 2015 | 후향적 코호트 비교 | sporadic, localized (N0M0), cT1 solid renal masses - T1a환자대상 | PCA | RFA | 생존 | 무전이 생존율(MFS) | 3년 | confirmd RCC 대상 | 108 |  | 100 | 100-100 |  | 73 |  | 93 | 87-100 |  | 0.021
29 | 1132 | Thompson | 2015 | 후향적 코호트 비교 | sporadic, localized (N0M0), cT1 solid renal masses - T1a환자대상 | PCA | PN | 생존 | 전체 생존율 | 3년 |  | 187 |  | 88 | 82-94 |  | 1057 |  | 95 | 94-97 |  | <0.001 |  | HR | 1.72 | 1.09-2.71 | 0.019 | multivariate analysis : adjusting for age, charlson score
29 | 1132 | Thompson | 2015 | 후향적 코호트 비교 | sporadic, localized (N0M0), cT1 solid renal masses - T1a환자대상 | PCA | RFA | 생존 | 전체 생존율 | 3년 |  | 187 |  | 88 | 82-94 |  | 180 |  | 82 | 76-89 |  | 0.42
29 | 1132 | Thompson | 2015 | 후향적 코호트 비교 | sporadic, localized (N0M0), cT1 solid renal masses - T1b 환자 대상 | PCA | PN | 재발 | 국소 재발(local recurrence) |  |  | 48 | 1 | 2.0833 |  | 0.7년에 경험 | 326 | 21 | 6.4417 |  | 중위값 2.7년(IQR 1.2-4.5yr)에 경험 | NR
29 | 1132 | Thompson | 2015 | 후향적 코호트 비교 | sporadic, localized (N0M0), cT1 solid renal masses - T1b 환자 대상 | PCA | PN | 생존 | 국소 무재발 생존율 | 3년 |  | 48 |  | 97 | 92-100 |  | 326 |  | 96 | 94-98 |  | 0.81
29 | 1132 | Thompson | 2015 | 후향적 코호트 비교 | sporadic, localized (N0M0), cT1 solid renal masses - T1b 환자 대상 | PCA | PN | 생존 | 무전이 생존율(MFS) | 3년 | confirmd RCC 대상 | 36 |  | 92 | 81-100 |  | 274 |  | 96 | 93-98 |  | 0.45
29 | 1132 | Thompson | 2015 | 후향적 코호트 비교 | sporadic, localized (N0M0), cT1 solid renal masses - T1b 환자 대상 | PCA | PN | 생존 | 전체 생존율 | 3년 |  | 53 |  | 74 | 61-89 |  | 326 |  | 93 | 90-96 |  | <0.001 |  | HR | 3.03 | 1.64-5.61 |  | <0.001
31 | 1346 | Truesdale | 2013 | 후향적 코호트 비교 | small renal masses | PCA | RFA | 진정제 사용 | additional sedation medication |  |  | 57 | 0 | 0 |  |  | 59 | 2 | 3.3898 |  | In the RF ablation patient group, two patients received additional sedation with droperidol (Hospira, Lake Forest, Illinois) | NR
32 | 1360 | Atwell | 2013 | 후향적 코호트 비교 | Renal Masses Measuring 3.0 cm and Smaller | PCA | RFA | 시술 성공 | technical success |  | defined within 3 months of ablation by the absence of new enhancement and absence of tumor enlargement. | 189 | 185 | 97.8836 |  |  | 256 | 255 | 99.6094 |  |  | 0.17
32 | 1360 | Atwell | 2013 | 후향적 코호트 비교 | Renal Masses Measuring 3.0 cm and Smaller | PCA | RFA | 재발 | 국소 재발(local recurrence) | 평균 0.9년(0.3-1.6)/2.8년(1.2-4.1) 추적관찰 | defined as persistent or recurrent tumor evident by new nodular enhancement within the ablation zone or enlargement of the ablated tumor 3 months or later after ablation or compared with prior immediate postablation imaging (if obtained beyond 3 months). | 145 | 4 | 2.7586 |  |  | 218 | 7 | 3.211 |  |  | 0.48
32 | 1360 | Atwell | 2013 | 후향적 코호트 비교 | Renal Masses Measuring 3.0 cm and Smaller | PCA | RFA | 생존 | 추정된 국소 무재발 생존율(Estimated local recurrence-free survival rates) | 1년 |  | 145 |  | 98.3 | 95.9-100 |  | 218 |  | 100 | 100-100
32 | 1360 | Atwell | 2013 | 후향적 코호트 비교 | Renal Masses Measuring 3.0 cm and Smaller | PCA | RFA | 생존 | 추정된 국소 무재발 생존율(Estimated local recurrence-free survival rates) | 3년 |  | 145 |  | 95.6 | 91.4-100 |  | 218 |  | 97.2 | 94.4-100
32 | 1360 | Atwell | 2013 | 후향적 코호트 비교 | Renal Masses Measuring 3.0 cm and Smaller | PCA | RFA | 생존 | 추정된 국소 무재발 생존율(Estimated local recurrence-free survival rates) | 5년 |  | 145 |  | 95.6 | 91.4-100 |  | 218 |  | 93.2 | 88.3-98.5 |  | 0.48
32 | 1360 | Atwell | 2013 | 후향적 코호트 비교 | Renal Masses Measuring 3.0 cm and Smaller | PCA | RFA | 진행 | 질병 진행(metastatic disease) |  |  | 100 | 0 | 0 |  |  | 158 | 3 | 1.8987 |  | Two of these three patients have died, one because of RCC and one as the result of another cause. | NR
34 | 1372 | Schmit | 2013 | 후향적 코호트 비교 | renal tumors | PCA | RFA | 시술 성공 | Local treatment failure |  | regarded as a combination of technical failure and local tumor recurrence, was determined on a per tumor basis | 430 | 15 | 3.4884 |  |  | 321 | 13 | 4.0498 |  |  | NR
36 | 1696 | Cornelis | 2011 | 후향적 코호트 비교 | primary renal cell carcinoma | PCA | RFA | 시술 성공 | technical success |  |  | 5 | 5 | 100 |  |  | 15 | 15 | 100 |  |  | NR
36 | 1696 | Cornelis | 2011 | 후향적 코호트 비교 | primary renal cell carcinoma | PCA | RFA | 재발 | 재발(다른부위) |  |  | 5 | 0 | 0 |  |  | 15 | 1 | 6.6667 |  | This lesion was treated with an additional RF ablation session, without complications and without local tumor progression. | NR
36 | 1696 | Cornelis | 2011 | 후향적 코호트 비교 | primary renal cell carcinoma | PCA | RFA | 생존 | 전체 생존 |  |  | 5 | 5 | 100 |  |  | 15 | 13 | 86.6667 |  | 사망원인 : 심근경색(1), 폐암(1) | NR
37 | 1718 | Altunrende | 2011 | 후향적 코호트 비교 | renal mass | PCA | RFA | 재발 | 재발 |  |  | 29 | 5 | 17.2414 |  | Four patients were re-treated with Cryo. The recurrent lesion in the other patient was stable on serial CT. | 36 | 12 | 33.3333 |  | Treatment included repeat RFA in 10 patients, percutaneous Cryo in 1 and laparoscopic Cryo in 1. One of these patients died with pancreatic and pulmonary metastasis 39 months after initial treatment and 9 months after recurrence. | NR
37 | 1718 | Altunrende | 2011 | 후향적 코호트 비교 | renal mass | PCA | RFA | 생존 | 전체 사망 |  |  | 29 | 3 | 10.3448 |  | 신장암 이외 원인으로 사망 | 36 | 14 | 38.8889 |  | 2명의 전이성 질환 포함
37 | 1718 | Altunrende | 2011 | 후향적 코호트 비교 | renal mass | PCA | RFA | 생존 | 전체 생존율 | 2년 |  | 29 |  | 89 |  |  | 36 |  | 93 |  |  | 0.6098
37 | 1718 | Altunrende | 2011 | 후향적 코호트 비교 | renal mass | PCA | RFA | 생존 | 암 특이 생존율 | 2년 |  | 29 |  | 100 |  |  | 36 |  | 96 |  |  | 0.4795
37 | 1718 | Altunrende | 2011 | 후향적 코호트 비교 | renal mass | PCA | RFA | 생존 | 무재발 생존율 | 2년 |  | 29 |  | 69 |  |  | 36 |  | 58 |  |  | 0.3593
37 | 1718 | Altunrende | 2011 | 후향적 코호트 비교 | renal mass | PCA | RFA | 생존 | 무전이 생존율(MFS) | 2년 |  | 29 |  | 86 |  |  | 36 |  | 91 |  |  | 0.4407
37 | 1718 | Altunrende | 2011 | 후향적 코호트 비교 | renal mass | PCA | RFA | 시술 성공 | treatment failure |  | Persistent enhancement on initial followup imaging was considered incomplete treatment. | 36 | 1 | 2.7778 |  |  | 48 | 2 | 4.1667
38 | 1776 | Pirasteh | 2011 | 후향적 코호트 비교 | small renal massess | PCA | RFA | 재발 | cumulative imaging recurrence rates | 10개월 |  |  |  | 7 |  |  |  |  | 11
38 | 1776 | Pirasteh | 2011 | 후향적 코호트 비교 | small renal massess | PCA | RFA | 생존 | 무재발 생존율 | 12개월 |  | NR | NR | NR |  |  | NR | NR | NR |  |  | 0.6044 | 재발의 지표로 해석해도 될지 재검토 필요
39 | 2082 | Bandi | 2008 | 후향적 코호트 비교 | small renal masses | PCA | RFA | 시술 성공 | technical success |  |  | 20 | 18 | 90 | Two patients who underwent percutaneous cryoablation and two who underwent laparoscopic cryoablation had persistently enhancing lesions on early follow-up consistent with incomplete ablation. They were treated either by repeated percutaneous ablation (3) or radical nephrectomy (1). |  | 15 | 15 | 100
39 | 2082 | Bandi | 2008 | 후향적 코호트 비교 | small renal masses | PCA | RFA | 재발 | 국소 재발(local recurrence) |  |  | 20 | 0 | 0 |  |  | 15 | 0 | 0
8 | 127 | Umari | 2022 | 후향적 코호트 비교 | small renal masses | PCA | AS | 치료 성공 | 치료 실패 |  | Failure of AS was defined as dimensional progression (tumor volume doubling time <12 months and/or tumor maximum diameter >4 cm at imaging) or clinical progression (increase in TNM stage, development of distant metastasis, new onset of symptoms clearly related to renal tumor) Failure of PCA was defined as local recurrence (onset of contrast enhancement in the ablation field and/or enlargement of the ablated tumor at ≥3 months after a successful ablation) or clinical progression as defined above | 59 | 7 | 11.8644 |  |  | 75 | 14 | 18.6667
8 | 127 | Umari | 2022 | 후향적 코호트 비교 | small renal masses | PCA | AS | 생존 | 암특이 생존율(CSS) | 5년 |  | 59 |  | 98.2 |  |  | 75 |  | 95.8 |  |  | 0.831
8 | 127 | Umari | 2022 | 후향적 코호트 비교 | small renal masses | PCA | AS | 생존 | 전체 생존율 | 5년 |  | 59 |  | 96.5 |  |  | 75 |  | 82.4 |  |  | 0.113
8 | 127 | Umari | 2022 | 후향적 코호트 비교 | small renal masses | PCA | AS | 생존 | 치료무실패 생존율(failure-free survival) | 5년 | the time from the diagnosis of the renal mass to the date of the imaging showing treatment failure. | 59 |  | 70.9 |  |  | 75 |  | 70.1 |  |  | 0.645

## 효과성_연속형
[8 empty] | 의료결과 | [11 empty] | 비교군 | [7 empty] | 중재군-변화량(최종-기저값) |  |  | 대조군-변화량(최종-기저값) |  |  | 변화량 두 군간 차이
연번 | ref# | 1저자 | 연도 | 연구유형 | 연구대상자 | 중재군 | 비교군 | 범주 | 지표설명 | 측정도구 | 결과측정시점 | 단위 | 기타 | N | median | 범위/IQR | mean | SD | 상세내용 | N | median | 범위/IQR | mean | SD | 상세내용 | p-value | 비고 | 기저값 | 변화량 | 변화량 SD | 기저값 | 변화량 | 변화량 SD | p-value | 비고
3 | 15 | Lucignani | 2022 | 후향적 코호트 비교 | T1a 신장암 | PCA | MWA | 신기능 | eGFR 감소,% | CKD-EPI formula | 6개월 |  | whole cohort | 116 | 4.7 | (IQR) -1.5~18.3) |  |  |  | 50 | 5.4 | (IQR) -6.4~19.0 |  |  |  | 0.83
3 | 15 | Lucignani | 2022 | 후향적 코호트 비교 | T1a 신장암 | PCA | MWA | 신기능 | eGFR 감소,% | CKD-EPI formula |  |  | single kidney |  | 11 | (IQR) -11.5~57.7 |  |  |  |  | 9.2 | (IQR) 0.0~17.0 |  |  |  | 0.54
4 | 113 | Chan | 2022 | 후향적 코호트 비교 | 신세포암(T1a) | PCA | RFA | 신기능 | eGFR 변화 | CKD-EPI |  | ml/min/1.73m2 | 수술전후 변화 | 72 | -1.39 | (IQR) -7.51-1.28 |  |  |  | 79 | -2.42 | (IQR) -9.1-3.8 |  |  |  | <0.001 | p 유의성검정은 세군간의 비교
4 | 113 | Chan | 2022 | 후향적 코호트 비교 | 신세포암(T1a) | PCA | RFA | 신기능 | eGFR percentage change | CKD-EPI |  | % | 수술전후 변화 | 72 | -2.19 | (IQR) -11-2.5 |  |  |  | 79 | -3.44 | (IQR) -10.0-4.6 |  |  |  | <0.001 | p 유의성검정은 세군간의 비교
4 | 113 | Chan | 2022 | 후향적 코호트 비교 | 신세포암(T1a) | PCA | LPN | 신기능 | eGFR 변화 | CKD-EPI |  | ml/min/1.73m2 | 수술전후 변화 | 72 | -1.39 | (IQR) -7.51-1.28 |  |  |  | 79 | -7.4 | (IQR) -18.1 to -2.8 |  |  |  | <0.001 | p 유의성검정은 세군간의 비교 | 77.88 (60.9-87.8) |  |  | 91.31 (75.3-101.9)
4 | 113 | Chan | 2022 | 후향적 코호트 비교 | 신세포암(T1a) | PCA | LPN | 신기능 | eGFR percentage change | CKD-EPI |  | % | 수술전후 변화 | 72 | -2.19 | (IQR) -11-2.5 |  |  |  | 79 | -9.35 | (IQR) -22.5 to -3.00 |  |  |  | <0.001 | p 유의성검정은 세군간의 비교
4 | 113 | Chan | 2022 | 후향적 코호트 비교 | 신세포암(T1b) | PCA | RFA | 신기능 | eGFR 변화 | CKD-EPI |  | ml/min/1.73m2 | 수술전후 변화 | 31 | -2.11 | (IQR) -7.6-1.1 |  |  |  | 14 | -1.52 | (IQR) -2.7-2.2 |  |  |  | 0.023 | p 유의성검정은 세군간의 비교
4 | 113 | Chan | 2022 | 후향적 코호트 비교 | 신세포암(T1b) | PCA | RFA | 신기능 | eGFR percentage change | CKD-EPI |  | % | 수술전후 변화 | 31 | -5.05 | (IQR) -15.6-1.4 |  |  |  | 14 | -1.7 | (IQR) -9.4-5.9 |  |  |  | 0.047 | p 유의성검정은 세군간의 비교
4 | 113 | Chan | 2022 | 후향적 코호트 비교 | 신세포암(T1b) | PCA | LPN | 신기능 | eGFR 변화 | CKD-EPI |  | ml/min/1.73m2 | 수술전후 변화 | 31 | -2.11 | (IQR) -7.6-1.1 |  |  |  | 14 | -13.3 | (IQR) -39.9 to -1.1 |  |  |  | 0.023 | p 유의성검정은 세군간의 비교 | 57.6 (42.8-79.2) |  |  | 84.8 (73.3-97.1)
4 | 113 | Chan | 2022 | 후향적 코호트 비교 | 신세포암(T1b) | PCA | LPN | 신기능 | eGFR percentage change | CKD-EPI |  | % | 수술전후 변화 | 31 | -5.05 | (IQR) -15.6-1.4 |  |  |  | 14 | -24.6 | (IQR) -41.9 to -11.3 |  |  |  | 0.047 | p 유의성검정은 세군간의 비교
5 | 119 | Koebe | 2022 | 후향적 코호트 비교 | cT1a 신세포암 | PCA | RFA, MWA | 신기능 | expected eGFR 감소
7 | 244 | Bianchi | 2021 | 이탈리아 | clinically localized (cN0 M0) renal mass (cT1) | PCA | RFA | 신기능 | eGFR 변화 |  |  | ml/s | 수술전후 변화 | 83 | -0.1 | (IQR) -6.7 to 4.7 |  |  |  | 68 | -0.8 | (IQR) -6 to 1 |  |  |  | NR |  | 71 (54-86) |  |  | 61 (51-80)
7 | 244 | Bianchi | 2021 | 이탈리아 | clinically localized (cN0 M0) renal mass (cT1) | PCA | PN | 신기능 | eGFR 변화 |  |  | ml/s | 수술전후 변화 | 83 | -0.1 | (IQR) -6.7 to 4.7 |  |  |  | 665 | -9 | (IQR) -19 to 0 |  |  |  | <0.001 |  | 71 (54-86) |  |  | 85 (66-107)
9 | 283 | Uemura | 2021 | 후향적 코호트 비교 | cT1 RCC | PCA | RaPN | 신기능 | eGFR preservation | The postoperative rate of preservation of estimated glomerular filtration rate (eGFR) was defined as postoperative eGFR/preoperative eGFR. | 6개월 | %, ml/min/1.73 m2 |  | 48 | 91.4 | (IQR) 85.7-99.3 |  |  |  | 78 | 91.8 | (IQR) 82.4-100 |  |  |  | 0.9 |  | 53.6 |  |  | 73.2
12 | 349 | Yanagisawa | 2020 | 후향적 코호트 비교 | cT1 renal tumors | PCA | LPN | 신기능 | % eGFR preservation | postoperative eGFR preservation was calculated using the following formula: (%eGFR preservation = postoperative eGFR / preoperative eGFR×100) | 수술후 1-3개월 | % |  | 90 |  |  | 92.8 | 11.5 |  | 90 |  |  | 88.5 | 14.6 |  | 0.03 |  | 62.5±18.6 |  |  | 63.2±18.8
12 | 349 | Yanagisawa | 2020 | 후향적 코호트 비교 | cT1 renal tumors | PCA | LPN | 신기능 | % eGFR preservation | postoperative eGFR preservation was calculated using the following formula: (%eGFR preservation = postoperative eGFR / preoperative eGFR×100) | 수술후 6-12개월 | % |  | 81 |  |  | 91.2 | 13.6 |  | 71 |  |  | 88.3 | 15.2 |  | 0.23 |  | 62.5±18.6 |  |  | 63.2±18.8
14 | 412 | Rembeyo | 2020 | 후향적 코호트 비교 | cT1b Renal Tumors | PCA | RaPN | 신기능 | eGFR 변화 | MDRD formulas | 1년 | mL/min/1.73m2 | 수술전후 변화 | 55 |  |  | -6.4 |  |  | 36 |  |  | -6.7 |  |  | 0.72 | 세군간의 유의성검정결과 | 73.0 (55.5-88.5) |  |  | 85.0 (71.2-95.8)
14 | 412 | Rembeyo | 2020 | 후향적 코호트 비교 | cT1b Renal Tumors | PCA | RFA | 신기능 | eGFR 변화 | MDRD formulas | 1년 | mL/min/1.73m2 | 수술전후 변화 | 55 |  |  | -6.4 |  |  | 11 |  |  | -6.3 |  |  | 0.72 | 세군간의 유의성검정결과 | 73.0 (55.5-88.5) |  |  | 61.0 (41.0-69.0)
14 | 412 | Rembeyo | 2020 | 후향적 코호트 비교 | cT1b Renal Tumors | PCA | RaPN | 신기능 | eGFR preservation | MDRD formulas | 1년 | % |  | 55 | 91.3 | (IQR) 80.8-99.7 |  |  |  | 36 | 94.7 | (IQR) 87.4-100) |  |  |  | 0.664 | 세군간의 유의성검정결과
14 | 412 | Rembeyo | 2020 | 후향적 코호트 비교 | cT1b Renal Tumors | PCA | RFA | 신기능 | eGFR preservation | MDRD formulas | 1년 | % |  | 55 | 91.3 | (IQR) 80.8-99.7 |  |  |  | 11 | 97.8 | (IQR) 78.9-100 |  |  |  | 0.664 | 세군간의 유의성검정결과
14 | 412 | Rembeyo | 2020 | 후향적 코호트 비교 | cT1b Renal Tumors | PCA | RaPN | 신기능 | % eGFR 변화 | MDRD formulas | 1년 |  |  | 55 | 8.65 | (IQR) 0.00-19.0 |  |  |  | 36 | 5.32 | (IQR) -0.29 to 12.6 |  |  |  | 0.705 | 세군간의 유의성검정결과
14 | 412 | Rembeyo | 2020 | 후향적 코호트 비교 | cT1b Renal Tumors | PCA | RFA | 신기능 | % eGFR 변화 | MDRD formulas | 1년 |  |  | 55 | 8.65 |  |  |  |  | 11 | 2.17 | (IQR) -0.76 to 21.1 |  |  |  | 0.705 | 세군간의 유의성검정결과
15 | 434 | De Cobelli | 2020 | 후향적 코호트 비교 | T1a renal cancer | PCA | MWA | 신기능 | 크레아티닌 |  | 시술후 | mg/dl |  |  | 1.04 | (IQR) 0.36 |  |  |  |  | 1.17 | (IQR) 0.54 | [5 empty] | 1.05 (IQR 0.37) |  |  | 1.19 (IQR 0.36)
15 | 434 | De Cobelli | 2020 | 후향적 코호트 비교 | T1a renal cancer | PCA | MWA | 신기능 | 크레아티닌 |  | 1년 | mg/dl |  |  | 1.07 | (IQR) 0.42 |  |  |  |  | 0.19 | (IQR) 0.68
15 | 434 | De Cobelli | 2020 | 후향적 코호트 비교 | T1a renal cancer | PCA | MWA | 신기능 | eGFR | (CKD-EPI) equation. | 시술후 | mL/min/1.73m2 |  |  | 78.15 | (IQR) 31.09 |  |  |  |  | 71.63 | (IQR) 36.17
15 | 434 | De Cobelli | 2020 | 후향적 코호트 비교 | T1a renal cancer | PCA | MWA | 신기능 | eGFR | (CKD-EPI) equation. | 1년 | mL/min/1.73m2 |  |  | 79.32 | (IQR) 33.91 |  |  |  |  | 74.34 | (IQR) 43.45
17 | 522 | Zhou | 2019 | 후향적 코호트 비교 | biopsy-proven T1aN0M0 RCCs | PCA | RFA | 신기능 | eGFR 변화 | NR | 2년 | [5 empty] | -1.15 | (95% CI) -2.6 to -0.61 |  |  |  |  | -0.58 | (95% CI) -1.1 to -0.09 |  | 0.71 | 세군간의 유의성 검정
17 | 522 | Zhou | 2019 | 후향적 코호트 비교 | biopsy-proven T1aN0M0 RCCs | PCA | MWA | 신기능 | eGFR 변화 | NR | 2년 | [5 empty] | -1.15 | (95% CI) -2.6 to -0.61 |  |  |  |  | -2 | (95% CI) -3.2 to -0.84 |  | 0.71 | 세군간의 유의성 검정
19 | 571 | Frausse | 2019 | 후향적 코호트 비교 | renal tumours | PCA | RaPN | 재발 | 국소재발까지 소요시간 |  |  | 개월 |  | 177 |  |  | 28.3 | 21.6 |  | 177 |  |  | 31.6 | 17.5 |  | 0.11
20 | 617 | Hasegawa | 2018 | 후향적 코호트 비교 | cT1b RCC | PCA | RFA | 신기능 | eGFR |  | 1개월 | mL/min/1.73m2 |  | 23 | 54.2 | 18.2-183.0 |  |  |  | 23 | 37.8 | 12.5-73.0 |  |  |  | 0.008 |  | 64.3 (19.6-167.3) |  |  | 44.6 (16.2-70.9)
20 | 617 | Hasegawa | 2018 | 후향적 코호트 비교 | cT1b RCC | PCA | RFA | 신기능 | eGFR |  | last F/U | mL/min/1.73m2 |  | 23 | 56.4 | 5.7-146.1 |  |  |  | 23 | 35 | 9.7-66.8 |  |  |  | 0.005 |  | 64.3 (19.6-167.3) |  |  | 44.6 (16.2-70.9)
18 | 638 | Zhou | 2018 | 후향적 코호트 비교 | clinical stage T1N0M0 biopsy-proven RCCs | PCA | RFA | 진정제 사용 | midazolam dosages |  |  | mg |  | 41 |  | 2-10 | 5.1 |  |  | 305 |  | 2-12 | 4.8
18 | 638 | Zhou | 2018 | 후향적 코호트 비교 | clinical stage T1N0M0 biopsy-proven RCCs | PCA | MWA | 진정제 사용 | midazolam dosages |  |  | mg |  | 41 |  | 2-10 | 5.1 |  |  | 38 |  | 2-10 | 4.5 |  |  | sig.
18 | 638 | Zhou | 2018 | 후향적 코호트 비교 | clinical stage T1N0M0 biopsy-proven RCCs | PCA | RFA | 진정제 사용 | fentanyl dosages |  |  | ㎍ |  | 41 |  | 150-550 | 220 |  |  | 305 |  | 100-700 | 230
18 | 638 | Zhou | 2018 | 후향적 코호트 비교 | clinical stage T1N0M0 biopsy-proven RCCs | PCA | MWA | 진정제 사용 | fentanyl dosages |  |  | ㎍ |  | 41 |  | 150-550 | 220 |  |  | 38 |  | 100-500 | 190 |  |  | sig.
18 | 638 | Zhou | 2018 | 후향적 코호트 비교 | clinical stage T1N0M0 biopsy-proven RCCs | PCA | RFA | 신기능 | eGFR 변화(△eGFR) | NR | 1개월 |  |  | 41 |  | (IQR) -16.0 to 14.0 | -1.26 | (95% CI) -0.02 to 2.50 |  | 38 |  | (IQR) -14.0 to 13.0 | -0.74 | (95% CI) -0.42 to -1.08 |  | 0.08 | 세군간의 비교
18 | 638 | Zhou | 2018 | 후향적 코호트 비교 | clinical stage T1N0M0 biopsy-proven RCCs | PCA | MWA | 신기능 | eGFR 변화(△eGFR) | NR | 1개월 |  |  | 41 |  | (IQR) -16.0 to 14.0 | -1.26 | (95% CI) -0.02 to 2.50 |  | 38 |  | (IQR) -10.0 to 1.0 | -2.11 | (95% CI) -1.06 to -3.16 |  | 0.08 | 세군간의 비교
18 | 638 | Zhou | 2018 | 후향적 코호트 비교 | clinical stage T1N0M0 biopsy-proven RCCs | PCA | RFA | 신기능 | 크레아티닌 변화(△ creatinine) | NR | 1개월 |  |  | 41 |  | (IQR) -0.57 to 0.86 | 0.07 | (95% CI) 0.006 to 0.13 |  | 38 |  | (IQR) -3.01 to 4.00 | 0.09 | (95% CI) 0.03 to 0.15 |  | 0.45 | 세군간의 비교
18 | 638 | Zhou | 2018 | 후향적 코호트 비교 | clinical stage T1N0M0 biopsy-proven RCCs | PCA | MWA | 신기능 | 크레아티닌 변화(△ creatinine) | NR | 1개월 |  |  | 41 |  | (IQR) -0.57 to 0.86 | 0.07 | (95% CI) 0.006 to 0.13 |  | 38 |  | (IQR) -0.42 to 0.44 | 0.7 | (95% CI) 0.01 to 0.13 |  | 0.45 | 세군간의 비교
18 | 638 | Zhou | 2018 | 후향적 코호트 비교 | clinical stage T1N0M0 biopsy-proven RCCs | PCA | RFA | 신기능 | BUN 변화(△BUN) | NR | 1개월 |  |  | 41 |  | (IQR) -8.0 to 12.0 | -0.26 | (95% CI) -2.04 to 1.51 |  | 38 |  | (IQR) -6.0 to 16.0 | 0.91 | (95% CI) 0.17 to 1.66 |  | 0.08 | 세군간의 비교
18 | 638 | Zhou | 2018 | 후향적 코호트 비교 | clinical stage T1N0M0 biopsy-proven RCCs | PCA | MWA | 신기능 | BUN 변화(△BUN) | NR | 1개월 |  |  | 41 |  | (IQR) -8.0 to 12.0 | -0.26 | (95% CI) -2.04 to 1.51 |  | 38 |  | (IQR) -6.3 to 19.0 | 0.28 | (95% CI) -1.62 to 2.17 |  | 0.08 | 세군간의 비교
21 | 641 | Mason | 2018 | 후향적 코호트 비교 | patients with synchronous bilateral renal masses | PCA | PN | 신기능 | eGFR 변화 (% chagne) | Chronic Kidney Disease Epidemiology Collaboration formula | 퇴원시 | mL/min/1.73 m2 |  | 12 | -17 | (IQR) -33 to -3 |  |  |  | 71 | -32 | (IQR) -46 to -15 |  |  |  | NR |  | 67 (IQR 51-89) |  |  | 65 (IQR 52-82) (n=74)
21 | 641 | Mason | 2018 | 후향적 코호트 비교 | patients with synchronous bilateral renal masses | PCA | PN | 신기능 | eGFR 변화 (% chagne) | Chronic Kidney Disease Epidemiology Collaboration formula | 3개월 | mL/min/1.73 m2 |  | 10 | -8 | (IQR) -11 to 15 |  |  |  | 37 | -9 | (IQR) -19 to 0 |  |  |  | NR |  | 67 (IQR 51-89) |  |  | 65 (IQR 52-82) (n=74)
21 | 641 | Mason | 2018 | 후향적 코호트 비교 | patients with synchronous bilateral renal masses | PCA | PN | 신기능 | eGFR 변화 (absolute chagne) | Chronic Kidney Disease Epidemiology Collaboration formula | 퇴원시 | mL/min/1.73 m2 |  | 12 | -10 | (IQR) -21 to -3 |  |  |  | 71 | -19 | (IQR) -28 to -8 |  |  |  | NR |  | 67 (IQR 51-89) |  |  | 65 (IQR 52-82) (n=74)
21 | 641 | Mason | 2018 | 후향적 코호트 비교 | patients with synchronous bilateral renal masses | PCA | PN | 신기능 | eGFR 변화 (absolute chagne) | Chronic Kidney Disease Epidemiology Collaboration formula | 3개월 | mL/min/1.73 m2 |  | 10 | -5 | (IQR) -10 to 8 |  |  |  | 37 | -5 | (IQR) -13 to 0 |  |  |  | NR |  | 67 (IQR 51-89) |  |  | 65 (IQR 52-82) (n=74)
23 | 683 | Bhindi | 2018 | 후향적 코호트 비교(전향적모집) | single, clinically localized, noncystic primary renal tumor | PCA | PN | 신기능 | % eGFR 감소 | Chronic Kidney Disease Epidemiology Collaboration formula | 퇴원시 |  |  | 54 |  |  | 7% |  |  | 64 |  |  | 18% |  |  |  |  | 49 (IQR 39-60) |  |  | 57 (IQR 44-76)
23 | 683 | Bhindi | 2018 | 후향적 코호트 비교(전향적모집) | single, clinically localized, noncystic primary renal tumor | PCA | PN | 신기능 | % eGFR 감소 | Chronic Kidney Disease Epidemiology Collaboration formula | 퇴원시 | [5 empty] | 11% | [5 empty] | 16% |  |  |  |  | 49 (IQR 39-60) |  |  | 57 (IQR 44-76)
23 | 683 | Bhindi | 2018 | 후향적 코호트 비교(전향적모집) | single, clinically localized, noncystic primary renal tumor | PCA | PN | 신기능 | % eGFR 감소 | Chronic Kidney Disease Epidemiology Collaboration formula | 3개월 |  |  | 54 |  |  | 11% |  |  | 64 |  |  | 10% |  |  |  |  | 49 (IQR 39-60) |  |  | 57 (IQR 44-76)
23 | 683 | Bhindi | 2018 | 후향적 코호트 비교(전향적모집) | single, clinically localized, noncystic primary renal tumor | PCA | PN | 신기능 | % eGFR 감소 | Chronic Kidney Disease Epidemiology Collaboration formula | 3개월 | [5 empty] | 12% | [5 empty] | 9% |  |  |  |  | 49 (IQR 39-60) |  |  | 57 (IQR 44-76)
22 | 744 | Mason | 2017 | 후향적 코호트 비교(전향적모집) | solitary renal mass | PCA | PN | 신기능 | eGFR 변화 | Chronic Kidney Disease Epidemiology Collaboration formula | 퇴원시 | mL/min/1.73 m2 | PS-matched pairs | 389 |  |  | -3.1 | (95% CI) -4.5 to -1.8 |  | 389 |  |  | -1.1 | (95% CI) -2.5 to 0.2 |  | 0.038 |  | 65.5±20.8 |  |  | 66.4±19.0
22 | 744 | Mason | 2017 | 후향적 코호트 비교(전향적모집) | solitary renal mass | PCA | PN | 신기능 | eGFR 변화 | Chronic Kidney Disease Epidemiology Collaboration formula | 퇴원시 | mL/min/1.73 m2 | Adjusted for PS qunitiles |  |  |  | -4.1 | (95% CI) -5.5 to -2.6 |  |  |  |  | -1.5 | (95% CI) -2.2 to -0.7 |  | 0.003
22 | 744 | Mason | 2017 | 후향적 코호트 비교(전향적모집) | solitary renal mass | PCA | PN | 신기능 | eGFR 변화 | Chronic Kidney Disease Epidemiology Collaboration formula | 퇴원시 | mL/min/1.73 m2 | Re-weighting by stabilised IPWs |  |  |  | -4.8 | (95% CI) -6.3 to -3.4 |  |  |  |  | -1.5 | (95% CI) -2.2 to -0.8 |  | <0.001 |  | 71.6±21.6 |  |  | 72.1±20.5
22 | 744 | Mason | 2017 | 후향적 코호트 비교(전향적모집) | solitary renal mass | PCA | PN | 신기능 | % eGFR 변화 | Chronic Kidney Disease Epidemiology Collaboration formula | 퇴원시 | mL/min/1.73 m2 | PS-matched pairs | 389 |  |  | -4.5 | (95% CI) -6.8 to -2.2 |  | 389 |  |  | 0 | (95% CI) -2.3 to 2.2 |  | 0.006 |  | 65.5±20.8 |  |  | 66.4±19.0
22 | 744 | Mason | 2017 | 후향적 코호트 비교(전향적모집) | solitary renal mass | PCA | PN | 신기능 | % eGFR 변화 | Chronic Kidney Disease Epidemiology Collaboration formula | 퇴원시 | mL/min/1.73 m2 | Adjusted for PS qunitiles |  |  |  | -5.8 | (95% CI) -8.0 to -4.3 |  |  |  |  | -0.9 | (95% CI) -2.0 to 0.2 |  | <0.001
22 | 744 | Mason | 2017 | 후향적 코호트 비교(전향적모집) | solitary renal mass | PCA | PN | 신기능 | % eGFR 변화 | Chronic Kidney Disease Epidemiology Collaboration formula | 퇴원시 | mL/min/1.73 m2 | Re-weighting by stabilised IPWs |  |  |  | -6.2 | (95% CI) -8.4 to -4.0 |  |  |  |  | -0.9 | (95% CI) -1.9 to 0.2 |  | <0.001 |  | 71.6±21.6 |  |  | 72.1±20.5
22 | 744 | Mason | 2017 | 후향적 코호트 비교(전향적모집) | solitary renal mass | PCA | PN | 신기능 | eGFR 변화 | Chronic Kidney Disease Epidemiology Collaboration formula | 3개월 | mL/min/1.73 m2 | PS-matched pairs | 389 |  |  | -4.3 | (95% CI) -5.4 to -3.1 |  | 389 |  |  | -2.1 | (95% CI) -3.2 to -1.0 |  | 0.008 |  | 65.5±20.8 |  |  | 66.4±19.0
22 | 744 | Mason | 2017 | 후향적 코호트 비교(전향적모집) | solitary renal mass | PCA | PN | 신기능 | eGFR 변화 | Chronic Kidney Disease Epidemiology Collaboration formula | 3개월 | mL/min/1.73 m2 | Adjusted for PS qunitiles |  |  |  | -4 | (95% CI) -5.3 to -2.7 |  |  |  |  | -2.1 | (95% CI) -2.7 to -1.5 |  | 0.011
22 | 744 | Mason | 2017 | 후향적 코호트 비교(전향적모집) | solitary renal mass | PCA | PN | 신기능 | eGFR 변화 | Chronic Kidney Disease Epidemiology Collaboration formula | 3개월 | mL/min/1.73 m2 | Re-weighting by stabilised IPWs |  |  |  | -4 | (95% CI) -5.2 to -2.8 |  |  |  |  | -2.1 | (95% CI) -2.7 to -1.5 |  | 0.007 |  | 71.6±21.6 |  |  | 72.1±20.5
22 | 744 | Mason | 2017 | 후향적 코호트 비교(전향적모집) | solitary renal mass | PCA | PN | 신기능 | % eGFR 변화 | Chronic Kidney Disease Epidemiology Collaboration formula | 3개월 | mL/min/1.73 m2 | PS-matched pairs | 389 |  |  | -6.1 | (95% CI) -8.0 to -4.3 |  | 389 |  |  | -2.4 | (95% CI) -4.2 to -0.6 |  | 0.005 |  | 65.5±20.8 |  |  | 66.4±19.0
22 | 744 | Mason | 2017 | 후향적 코호트 비교(전향적모집) | solitary renal mass | PCA | PN | 신기능 | % eGFR 변화 | Chronic Kidney Disease Epidemiology Collaboration formula | 3개월 | mL/min/1.73 m2 | Adjusted for PS qunitiles |  |  |  | -5.4 | (95% CI) -7.3 to -3.5 |  |  |  |  | -2.2 | (95% CI) -3.1 to -1.3 |  | 0.004
22 | 744 | Mason | 2017 | 후향적 코호트 비교(전향적모집) | solitary renal mass | PCA | PN | 신기능 | % eGFR 변화 | Chronic Kidney Disease Epidemiology Collaboration formula | 3개월 | mL/min/1.73 m2 | Re-weighting by stabilised IPWs |  |  |  | -5.5 | (95% CI) -7.3 to -3.6 |  |  |  |  | -2.2 | (95% CI) -3.1 to -1.3 |  | 0.002 |  | 71.6±21.6 |  |  | 72.1±20.5
27 | 1107 | Woldu | 2015 | 후향적 코호트 비교 | patients with an SRM less than 4 cm in maximum diameter | PCA | PN | 신기능 | % eGFR 변화 | by estimating the glomerular filtration rate (GFR) from serum creatinine levels via the Modification of Diet in Renal Disease equation | 시술후 1-3개월 |  |  | 30 |  |  | -8.9 | 13.4 |  | 90 |  |  | -13.7 | 14.4 |  | <0.05 |  | 81.6±29.3 |  |  | 77.7±21.7 |  |  | 0.346
27 | 1107 | Woldu | 2015 | 후향적 코호트 비교 | patients with an SRM less than 4 cm in maximum diameter | PCA | RFA | 신기능 | % eGFR 변화 | by estimating the glomerular filtration rate (GFR) from serum creatinine levels via the Modification of Diet in Renal Disease equation | 시술후 1-3개월 |  |  | 30 |  |  | -8.9 | 13.4 |  | 30 |  |  | -7.2 | 15 |  | 0.581 |  | 81.6±29.3 |  |  | 67.5±17.7 |  |  | 0.346
28 | 1116 | Miller | 2015 | 후향적 코호트 비교(전향적모집) | clinical T1a renal masses | PCA | RFA | 신기능 | 혈청 크레아티닌 변화 |  | 1주 |  |  | 46 | 0 | -0.3 to 1.3 | 0.1 | 0.3 |  | 15 | 0.1 | -0.2 to 0.4 | 0.1 | 0.2 |  | NR |  | 1.2±0.4 |  |  | 1.2±0.3
31 | 1346 | Truesdale | 2013 | 후향적 코호트 비교 | small renal masses | PCA | RFA | 진정제 사용 | fentanyl doses |  |  | ㎍ |  | 57 | 150 | 50-425 | 172.2 |  |  | 59 | 212.5 | 100-600 | 236.4 |  |  | <0.001
31 | 1346 | Truesdale | 2013 | 후향적 코호트 비교 | small renal masses | PCA | RFA | 진정제 사용 | midazolam dosages |  |  | mg |  | 57 | 3 | 1-7 | 3.2 |  |  | 59 | 4 | 2-11 | 4.5 |  |  | <0.001
35 | 1573 | Wehrenberg-Klee | 2012 | 후향적 코호트 비교 | renal masses | PCA | RFA | 신기능 | eGFR | Modification of Diet in Renal Disease (MDRD) equation | 1개월 | mL/min/1.73 m2 |  | 22 |  |  | 41.4 |  |  | 26 |  |  | 38.2 |  |  | ns |  | 41.1 |  |  | 38.7
35 | 1573 | Wehrenberg-Klee | 2012 | 후향적 코호트 비교 | renal masses | PCA | RFA | 신기능 | eGFR | Modification of Diet in Renal Disease (MDRD) equation | 1년 | mL/min/1.73 m2 |  | 18 |  |  | 44.4 |  |  | 20 |  |  | 37.8 |  |  | ns |  | 42.1 |  |  | 40.4
37 | 1718 | Altunrende | 2011 | 후향적 코호트 비교 | renal mass | PCA | RFA | 신기능 | eGFR | modification of diet in renal disease equation | latest F/U | mL/min/1.73m2 |  | 29 |  |  | 54.2 | 18.6 |  | 36 |  |  | 47 | 20.4 |  |  |  | 57.3±16.6 |  |  | 54±16.6
37 | 1718 | Altunrende | 2011 | 후향적 코호트 비교 | renal mass | PCA | RFA | 신기능 | 혈청 크레아티닌 |  | latest F/U | mg/dl |  | 29 |  |  | 1.5 | 0.91 |  | 36 |  |  | 1.85 | 1.1 |  |  |  | 1.35±0.34 |  |  | 1.44±0.51
39 | 2082 | Bandi | 2008 | 후향적 코호트 비교 | small renal masses | PCA | RFA | 환자 관련 | 환자 만족도 | 0-5 scale |  |  |  | 20 |  |  | 4.8 |  |  | 15 |  |  | 4.8 |  |  | ns
39 | 2082 | Bandi | 2008 | 후향적 코호트 비교 | small renal masses | PCA | RFA | 진통제 사용 | [6 empty] | 5 | [5 empty] | 4
39 | 2082 | Bandi | 2008 | 후향적 코호트 비교 | small renal masses | PCA | RFA | 환자 관련 | 완전회복까지 복귀 |  |  | days |  | 20 |  |  | 13.5 |  |  | 15 |  |  | 18
39 | 2082 | Bandi | 2008 | 후향적 코호트 비교 | small renal masses | PCA | RFA | 환자 관련 | 일 복귀 |  |  | days |  | 20 |  |  | 6.2 |  |  | 15 |  |  | 4
40 | 2404 | Allaf | 2005 | 후향적 코호트 비교 | renal tumors | PCA | RFA | 진정제 사용 | fentanyl doses |  |  | ㎍ |  | 11 | 50 | 50-100 | 75 |  |  | 15 | 150 | 125-300 | 165 |  |  | <0.001
40 | 2404 | Allaf | 2005 | 후향적 코호트 비교 | renal tumors | PCA | RFA | 진정제 사용 | midazolam dosages |  |  | mg |  | 11 | 1 | 1.0-5.0 | 1.6 |  |  | 15 | 2.5 | 1.0-6.0 | 2.9 |  |  | 0.026

## 약어
mR.E.N.A.L | modified radius, exophytic/endophytic, nearness, anterior/posterior, location
RM | renal mass
eGFR | estimated glomerular filtration rates
IQR | interquartile range
CCI | Charlson comorbidity index
SIR | Society of Interventional Radiology
IPTW | inverse probability of treatment weighting
VTE | venous thromboembolism